## summary_by_surface
| Surface Type | Total EE | Total EC | EE_Normalized | EC_Normalized | Building
0 | Ceiling | 572926.5003 | 71420.6519 | 150.6113 | 18.7751 | OutPatient HealthCare
1 | Floor | 1149320.4126 | 148381.3298 | 302.1341 | 39.0066 | OutPatient HealthCare
2 | Roof | 386295.162 | 23303.7011 | 101.5495 | 6.1261 | OutPatient HealthCare
3 | Wall | 1542757.4764 | 88971.9824 | 405.5611 | 23.389 | OutPatient HealthCare
4 | Windows | 585540.3891 | 29873.5659 | 153.9272 | 7.8532 | OutPatient HealthCare

## summary_by_material
| material | EE | EC | EE_normalized | EC_normalized | Building
0 | 100mm Normalweight concrete floor | 894570.531 | 129598.0385 | 235.1653 | 34.0688 | OutPatient HealthCare
1 | 200mm Normalweight concrete floor | 505409.784 | 73219.6226 | 132.8624 | 19.248 | OutPatient HealthCare
2 | CP02 CARPET PAD | 322266.5979 | 16984.3207 | 84.7176 | 4.4648 | OutPatient HealthCare
3 | F07 25mm stucco | 131810.6167 | 9519.6557 | 34.6505 | 2.5025 | OutPatient HealthCare
4 | F08 Metal surface | 201999.2767 | 17449.2992 | 53.1017 | 4.5871 | OutPatient HealthCare
5 | F13 Built-up roofing | 73059.1736 | 1256.6178 | 19.2058 | 0.33034 | OutPatient HealthCare
6 | G01 13mm gypsum board | 1018387.0708 | 58840.1419 | 267.7142 | 15.4679 | OutPatient HealthCare
7 | G01 16mm gypsum board | 266739.3437 | 15411.6065 | 70.1206 | 4.0514 | OutPatient HealthCare
8 | Nonres_Exterior_Wall_Insulation | 125820.4451 | 5200.5784 | 33.0758 | 1.3671 | OutPatient HealthCare
9 | Nonres_Roof_Insulation | 111236.7117 | 4597.7841 | 29.242 | 1.2087 | OutPatient HealthCare
10 | Window_U_0.40_SHGC_0.38 | 585540.3891 | 29873.5659 | 153.9272 | 7.8532 | OutPatient HealthCare

## summary
| Total EE [MJ] | Total EC [kg CO2e] | Total Floor Area | Normalized EE [MJ/m2] | Normalized EC [kg CO2e/m2] | Building
0 | 4236839.9403 | 361951.2311 | 3804.0079 | 1113.7832 | 95.15 | OutPatient HealthCare

## surface_materials
| Name | Surface Type | Construction Name | Zone Name | Surface Area | ('Layer 2', 'Density') | ('Layer 2', 'ECC') | ('Layer 2', 'EEC') | Material_Layer_2 | ('Layer 2', 'Thickness') | ('Layer 3', 'Density') | ('Layer 3', 'ECC') | ('Layer 3', 'EEC') | Material_Layer_3 | ('Layer 3', 'Thickness') | ('Layer 4', 'Density') | ('Layer 4', 'ECC') | ('Layer 4', 'EEC') | Material_Layer_4 | ('Layer 4', 'Thickness') | ('Outside Layer', 'Density') | ('Outside Layer', 'ECC') | ('Outside Layer', 'EEC') | Material_Layer_1 | ('Outside Layer', 'Thickness') | Layer_1_Mass | Layer_2_Mass | Layer_3_Mass | Layer_4_Mass | EE_Layer_1 | EE_Layer_2 | EE_Layer_3 | EE_Layer_4 | Total EE | EC_Layer_1 | EC_Layer_2 | EC_Layer_3 | EC_Layer_4 | Total EC
0 | Floor 1 Anesthesia Slab | Floor | ext_slab_8in_with_carpet | Floor 1 Anesthesia | 10.0335 | 110 | 3.9 | 74 | CP02 CARPET PAD | 0.00635 | [10 empty] | 2322 | 0.113 | 0.78 | 200mm Normalweight concrete floor | 0.2032 | 4734.1237 | 7.0084 |  |  | 3692.6165 | 518.623 |  |  | 4211.2395 | 534.956 | 27.3328 |  |  | 562.2888
1 | Floor 1 Bio Haz Slab | Floor | ext_slab_8in_with_carpet | Floor 1 Bio Haz | 5.2026 | 110 | 3.9 | 74 | CP02 CARPET PAD | 0.00635 | [10 empty] | 2322 | 0.113 | 0.78 | 200mm Normalweight concrete floor | 0.2032 | 2454.7308 | 3.634 |  |  | 1914.69 | 268.9157 |  |  | 2183.6057 | 277.3846 | 14.1726 |  |  | 291.5572
2 | Floor 1 Cafe Slab | Floor | ext_slab_8in_with_carpet | Floor 1 Cafe | 39.0193 | 110 | 3.9 | 74 | CP02 CARPET PAD | 0.00635 | [10 empty] | 2322 | 0.113 | 0.78 | 200mm Normalweight concrete floor | 0.2032 | 18410.481 | 27.255 |  |  | 14360.1752 | 2016.8674 |  |  | 16377.0426 | 2080.3844 | 106.2944 |  |  | 2186.6787
3 | Floor 1 Clean Slab | Floor | ext_slab_8in_with_carpet | Floor 1 Clean | 11.7058 | 110 | 3.9 | 74 | CP02 CARPET PAD | 0.00635 | [10 empty] | 2322 | 0.113 | 0.78 | 200mm Normalweight concrete floor | 0.2032 | 5523.1443 | 8.1765 |  |  | 4308.0525 | 605.0602 |  |  | 4913.1128 | 624.1153 | 31.8883 |  |  | 656.0036
4 | Floor 1 Clean Work Slab | Floor | ext_slab_8in_with_carpet | Floor 1 Clean Work | 15.329 | 110 | 3.9 | 74 | CP02 CARPET PAD | 0.00635 | [10 empty] | 2322 | 0.113 | 0.78 | 200mm Normalweight concrete floor | 0.2032 | 7232.689 | 10.7073 |  |  | 5641.4974 | 792.3408 |  |  | 6433.8381 | 817.2939 | 41.7585 |  |  | 859.0524
5 | Floor 1 Dictation Slab | Floor | ext_slab_8in_with_carpet | Floor 1 Dictation | 11.7058 | 110 | 3.9 | 74 | CP02 CARPET PAD | 0.00635 | [10 empty] | 2322 | 0.113 | 0.78 | 200mm Normalweight concrete floor | 0.2032 | 5523.1443 | 8.1765 |  |  | 4308.0525 | 605.0602 |  |  | 4913.1128 | 624.1153 | 31.8883 |  |  | 656.0036
6 | Floor 1 Dressing Room Slab | Floor | ext_slab_8in_with_carpet | Floor 1 Dressing Room | 4.1806 | 110 | 3.9 | 74 | CP02 CARPET PAD | 0.00635 | [10 empty] | 2322 | 0.113 | 0.78 | 200mm Normalweight concrete floor | 0.2032 | 1972.5515 | 2.9202 |  |  | 1538.5902 | 216.0929 |  |  | 1754.6831 | 222.8983 | 11.3887 |  |  | 234.287
7 | Floor 1 Electrical Room Slab | Floor | ext_slab_8in_with_carpet | Floor 1 Electrical Room | 9.1045 | 110 | 3.9 | 74 | CP02 CARPET PAD | 0.00635 | [10 empty] | 2322 | 0.113 | 0.78 | 200mm Normalweight concrete floor | 0.2032 | 4295.7789 | 6.3595 |  |  | 3350.7075 | 470.6024 |  |  | 3821.3099 | 485.423 | 24.802 |  |  | 510.225
8 | Floor 1 Elevator Pump Room Slab | Floor | ext_slab_8in_with_carpet | Floor 1 Elevator Pump Room | 8.4542 | 110 | 3.9 | 74 | CP02 CARPET PAD | 0.00635 | [10 empty] | 2322 | 0.113 | 0.78 | 200mm Normalweight concrete floor | 0.2032 | 3988.9375 | 5.9052 |  |  | 3111.3713 | 436.9879 |  |  | 3548.3592 | 450.7499 | 23.0304 |  |  | 473.7804
9 | Floor 1 Humid Slab | Floor | ext_slab_8in_with_carpet | Floor 1 Humid | 5.0168 | 110 | 3.9 | 74 | CP02 CARPET PAD | 0.00635 | [10 empty] | 2322 | 0.113 | 0.78 | 200mm Normalweight concrete floor | 0.2032 | 2367.0618 | 3.5042 |  |  | 1846.3082 | 259.3115 |  |  | 2105.6198 | 267.478 | 13.6664 |  |  | 281.1444
10 | Floor 1 IT Hall Slab | Floor | ext_slab_8in_with_carpet | Floor 1 IT Hall | 13.0064 | 110 | 3.9 | 74 | CP02 CARPET PAD | 0.00635 | [10 empty] | 2322 | 0.113 | 0.78 | 200mm Normalweight concrete floor | 0.2032 | 6136.827 | 9.085 |  |  | 4786.7251 | 672.2891 |  |  | 5459.0142 | 693.4615 | 35.4315 |  |  | 728.8929
11 | Floor 1 IT Room Slab | Floor | ext_slab_8in_with_carpet | Floor 1 IT Room | 10.4051 | 110 | 3.9 | 74 | CP02 CARPET PAD | 0.00635 | [10 empty] | 2322 | 0.113 | 0.78 | 200mm Normalweight concrete floor | 0.2032 | 4909.4616 | 7.268 |  |  | 3829.38 | 537.8313 |  |  | 4367.2114 | 554.7692 | 28.3452 |  |  | 583.1143
12 | Floor 1 Lobby Slab | Floor | ext_slab_8in_with_carpet | Floor 1 Lobby | 57.7857 | 110 | 3.9 | 74 | CP02 CARPET PAD | 0.00635 | [10 empty] | 2322 | 0.113 | 0.78 | 200mm Normalweight concrete floor | 0.2032 | 27265.0456 | 40.3633 |  |  | 21266.7356 | 2986.8846 |  |  | 24253.6202 | 3080.9502 | 157.4169 |  |  | 3238.367
13 | Floor 1 Lobby Hall Slab | Floor | ext_slab_8in_with_carpet | Floor 1 Lobby Hall | 22.2967 | 110 | 3.9 | 74 | CP02 CARPET PAD | 0.00635 | [10 empty] | 2322 | 0.113 | 0.78 | 200mm Normalweight concrete floor | 0.2032 | 10520.2748 | 15.5743 |  |  | 8205.8144 | 1152.4957 |  |  | 9358.31 | 1188.7911 | 60.7396 |  |  | 1249.5307
14 | Floor 1 Lobby Toilet Slab | Floor | ext_slab_8in_with_carpet | Floor 1 Lobby Toilet | 5.0168 | 110 | 3.9 | 74 | CP02 CARPET PAD | 0.00635 | [10 empty] | 2322 | 0.113 | 0.78 | 200mm Normalweight concrete floor | 0.2032 | 2367.0618 | 3.5042 |  |  | 1846.3082 | 259.3115 |  |  | 2105.6198 | 267.478 | 13.6664 |  |  | 281.1444
15 | Floor 1 Locker Room Slab | Floor | ext_slab_8in_with_carpet | Floor 1 Locker Room | 61.316 | 110 | 3.9 | 74 | CP02 CARPET PAD | 0.00635 | [10 empty] | 2322 | 0.113 | 0.78 | 200mm Normalweight concrete floor | 0.2032 | 28930.7558 | 42.8292 |  |  | 22565.9895 | 3169.3631 |  |  | 25735.3526 | 3269.1754 | 167.034 |  |  | 3436.2094
16 | Floor 1 Locker Room Hall Slab | Floor | ext_slab_8in_with_carpet | Floor 1 Locker Room Hall | 46.0799 | 110 | 3.9 | 74 | CP02 CARPET PAD | 0.00635 | [10 empty] | 2322 | 0.113 | 0.78 | 200mm Normalweight concrete floor | 0.2032 | 21741.9013 | 32.1868 |  |  | 16958.6831 | 2381.8244 |  |  | 19340.5074 | 2456.8349 | 125.5286 |  |  | 2582.3634
17 | Floor 1 Lounge Slab | Floor | ext_slab_8in_with_carpet | Floor 1 Lounge | 33.4451 | 110 | 3.9 | 74 | CP02 CARPET PAD | 0.00635 | [10 empty] | 2322 | 0.113 | 0.78 | 200mm Normalweight concrete floor | 0.2032 | 15780.4123 | 23.3614 |  |  | 12308.7216 | 1728.7435 |  |  | 14037.4651 | 1783.1866 | 91.1095 |  |  | 1874.296
18 | Floor 1 Med Gas Slab | Floor | ext_slab_8in_with_carpet | Floor 1 Med Gas | 5.2026 | 110 | 3.9 | 74 | CP02 CARPET PAD | 0.00635 | [10 empty] | 2322 | 0.113 | 0.78 | 200mm Normalweight concrete floor | 0.2032 | 2454.7308 | 3.634 |  |  | 1914.69 | 268.9157 |  |  | 2183.6057 | 277.3846 | 14.1726 |  |  | 291.5572
19 | Floor 1 MRI Control Room Slab | Floor | ext_slab_8in_with_carpet | Floor 1 MRI Control Room | 15.6077 | 110 | 3.9 | 74 | CP02 CARPET PAD | 0.00635 | [10 empty] | 2322 | 0.113 | 0.78 | 200mm Normalweight concrete floor | 0.2032 | 7364.1924 | 10.902 |  |  | 5744.0701 | 806.747 |  |  | 6550.817 | 832.1537 | 42.5177 |  |  | 874.6715
20 | Floor 1 MRI Hall Slab | Floor | ext_slab_8in_with_carpet | Floor 1 MRI Hall | 13.6567 | 110 | 3.9 | 74 | CP02 CARPET PAD | 0.00635 | [10 empty] | 2322 | 0.113 | 0.78 | 200mm Normalweight concrete floor | 0.2032 | 6443.6683 | 9.5392 |  |  | 5026.0613 | 705.9036 |  |  | 5731.9649 | 728.1345 | 37.203 |  |  | 765.3375
21 | Floor 1 MRI Room Slab | Floor | ext_slab_8in_with_carpet | Floor 1 MRI Room | 40.8773 | 110 | 3.9 | 74 | CP02 CARPET PAD | 0.00635 | [10 empty] | 2322 | 0.113 | 0.78 | 200mm Normalweight concrete floor | 0.2032 | 19287.1706 | 28.5528 |  |  | 15043.993 | 2112.9087 |  |  | 17156.9017 | 2179.4503 | 111.356 |  |  | 2290.8063
22 | Floor 1 MRI Toilet Slab | Floor | ext_slab_8in_with_carpet | Floor 1 MRI Toilet | 5.0168 | 110 | 3.9 | 74 | CP02 CARPET PAD | 0.00635 | [10 empty] | 2322 | 0.113 | 0.78 | 200mm Normalweight concrete floor | 0.2032 | 2367.0618 | 3.5042 |  |  | 1846.3082 | 259.3115 |  |  | 2105.6198 | 267.478 | 13.6664 |  |  | 281.1444
23 | Floor 1 Nourishment Slab | Floor | ext_slab_8in_with_carpet | Floor 1 Nourishment | 16.9084 | 110 | 3.9 | 74 | CP02 CARPET PAD | 0.00635 | [10 empty] | 2322 | 0.113 | 0.78 | 200mm Normalweight concrete floor | 0.2032 | 7977.8751 | 11.8105 |  |  | 6222.7426 | 873.9759 |  |  | 7096.7184 | 901.4999 | 46.0609 |  |  | 947.5608
24 | Floor 1 Nurse Hall Slab | Floor | ext_slab_8in_with_carpet | Floor 1 Nurse Hall | 46.0799 | 110 | 3.9 | 74 | CP02 CARPET PAD | 0.00635 | [10 empty] | 2322 | 0.113 | 0.78 | 200mm Normalweight concrete floor | 0.2032 | 21741.9013 | 32.1868 |  |  | 16958.6831 | 2381.8244 |  |  | 19340.5074 | 2456.8349 | 125.5286 |  |  | 2582.3634
25 | Floor 1 Nurse Janitor Slab | Floor | ext_slab_8in_with_carpet | Floor 1 Nurse Janitor | 5.0168 | 110 | 3.9 | 74 | CP02 CARPET PAD | 0.00635 | [10 empty] | 2322 | 0.113 | 0.78 | 200mm Normalweight concrete floor | 0.2032 | 2367.0618 | 3.5042 |  |  | 1846.3082 | 259.3115 |  |  | 2105.6198 | 267.478 | 13.6664 |  |  | 281.1444
26 | Floor 1 Nurse Station Slab | Floor | ext_slab_8in_with_carpet | Floor 1 Nurse Station | 24.2477 | 110 | 3.9 | 74 | CP02 CARPET PAD | 0.00635 | [10 empty] | 2322 | 0.113 | 0.78 | 200mm Normalweight concrete floor | 0.2032 | 11440.7989 | 16.937 |  |  | 8923.8231 | 1253.339 |  |  | 10177.1622 | 1292.8103 | 66.0544 |  |  | 1358.8646
27 | Floor 1 Nurse Toilet Slab | Floor | ext_slab_8in_with_carpet | Floor 1 Nurse Toilet | 5.0168 | 110 | 3.9 | 74 | CP02 CARPET PAD | 0.00635 | [10 empty] | 2322 | 0.113 | 0.78 | 200mm Normalweight concrete floor | 0.2032 | 2367.0618 | 3.5042 |  |  | 1846.3082 | 259.3115 |  |  | 2105.6198 | 267.478 | 13.6664 |  |  | 281.1444
28 | Floor 1 Office Slab | Floor | ext_slab_8in_with_carpet | Floor 1 Office | 44.8722 | 110 | 3.9 | 74 | CP02 CARPET PAD | 0.00635 | [10 empty] | 2322 | 0.113 | 0.78 | 200mm Normalweight concrete floor | 0.2032 | 21172.0531 | 31.3432 |  |  | 16514.2014 | 2319.3975 |  |  | 18833.5989 | 2392.442 | 122.2385 |  |  | 2514.6805
29 | Floor 1 Operating Room 1 Slab | Floor | ext_slab_8in_with_carpet | Floor 1 Operating Room 1 | 42.7354 | 110 | 3.9 | 74 | CP02 CARPET PAD | 0.00635 | [10 empty] | 2322 | 0.113 | 0.78 | 200mm Normalweight concrete floor | 0.2032 | 20163.8601 | 29.8507 |  |  | 15727.8109 | 2208.95 |  |  | 17936.7609 | 2278.5162 | 116.4176 |  |  | 2394.9338
30 | Floor 1 Operating Room 2 Slab | Floor | ext_slab_8in_with_carpet | Floor 1 Operating Room 2 | 44.5935 | 110 | 3.9 | 74 | CP02 CARPET PAD | 0.00635 | [10 empty] | 2322 | 0.113 | 0.78 | 200mm Normalweight concrete floor | 0.2032 | 21040.5497 | 31.1485 |  |  | 16411.6288 | 2304.9913 |  |  | 18716.6201 | 2377.5821 | 121.4793 |  |  | 2499.0614
31 | Floor 1 Operating Room 3 Slab | Floor | ext_slab_8in_with_carpet | Floor 1 Operating Room 3 | 44.2218 | 110 | 3.9 | 74 | CP02 CARPET PAD | 0.00635 | [10 empty] | 2322 | 0.113 | 0.78 | 200mm Normalweight concrete floor | 0.2032 | 20865.2118 | 30.889 |  |  | 16274.8652 | 2285.7831 |  |  | 18560.6482 | 2357.7689 | 120.4669 |  |  | 2478.2359
32 | Floor 1 PACU Slab | Floor | ext_slab_8in_with_carpet | Floor 1 PACU | 10.0335 | 110 | 3.9 | 74 | CP02 CARPET PAD | 0.00635 | [10 empty] | 2322 | 0.113 | 0.78 | 200mm Normalweight concrete floor | 0.2032 | 4734.1237 | 7.0084 |  |  | 3692.6165 | 518.623 |  |  | 4211.2395 | 534.956 | 27.3328 |  |  | 562.2888
33 | Floor 1 Pre-Op Hall Slab | Floor | ext_slab_8in_with_carpet | Floor 1 Pre-Op Hall | 49.0528 | 110 | 3.9 | 74 | CP02 CARPET PAD | 0.00635 | [10 empty] | 2322 | 0.113 | 0.78 | 200mm Normalweight concrete floor | 0.2032 | 23144.6047 | 34.2634 |  |  | 18052.7916 | 2535.4904 |  |  | 20588.2821 | 2615.3403 | 133.6272 |  |  | 2748.9675
34 | Floor 1 Pre-Op Room 1 Slab | Floor | ext_slab_8in_with_carpet | Floor 1 Pre-Op Room 1 | 17.5587 | 110 | 3.9 | 74 | CP02 CARPET PAD | 0.00635 | [10 empty] | 2322 | 0.113 | 0.78 | 200mm Normalweight concrete floor | 0.2032 | 8284.7164 | 12.2647 |  |  | 6462.0788 | 907.5903 |  |  | 7369.6692 | 936.173 | 47.8325 |  |  | 984.0054
35 | Floor 1 Pre-Op Room 2 Slab | Floor | ext_slab_8in_with_carpet | Floor 1 Pre-Op Room 2 | 31.4012 | 110 | 3.9 | 74 | CP02 CARPET PAD | 0.00635 | [10 empty] | 2322 | 0.113 | 0.78 | 200mm Normalweight concrete floor | 0.2032 | 14816.0537 | 21.9338 |  |  | 11556.5219 | 1623.098 |  |  | 13179.62 | 1674.2141 | 85.5417 |  |  | 1759.7557
36 | Floor 1 Pre-Op Toilet Slab | Floor | ext_slab_8in_with_carpet | Floor 1 Pre-Op Toilet | 5.0168 | 110 | 3.9 | 74 | CP02 CARPET PAD | 0.00635 | [10 empty] | 2322 | 0.113 | 0.78 | 200mm Normalweight concrete floor | 0.2032 | 2367.0618 | 3.5042 |  |  | 1846.3082 | 259.3115 |  |  | 2105.6198 | 267.478 | 13.6664 |  |  | 281.1444
37 | Floor 1 Procedure Room Slab | Floor | ext_slab_8in_with_carpet | Floor 1 Procedure Room | 26.4774 | 110 | 3.9 | 74 | CP02 CARPET PAD | 0.00635 | [10 empty] | 2322 | 0.113 | 0.78 | 200mm Normalweight concrete floor | 0.2032 | 12492.8264 | 18.4944 |  |  | 9744.4046 | 1368.5886 |  |  | 11112.9932 | 1411.6894 | 72.1283 |  |  | 1483.8177
38 | Floor 1 Reception Slab | Floor | ext_slab_8in_with_carpet | Floor 1 Reception | 47.2876 | 110 | 3.9 | 74 | CP02 CARPET PAD | 0.00635 | [10 empty] | 2322 | 0.113 | 0.78 | 200mm Normalweight concrete floor | 0.2032 | 22311.7496 | 33.0304 |  |  | 17403.1647 | 2444.2512 |  |  | 19847.4159 | 2521.2277 | 128.8186 |  |  | 2650.0463
39 | Floor 1 Reception Hall Slab | Floor | ext_slab_8in_with_carpet | Floor 1 Reception Hall | 11.8916 | 110 | 3.9 | 74 | CP02 CARPET PAD | 0.00635 | [10 empty] | 2322 | 0.113 | 0.78 | 200mm Normalweight concrete floor | 0.2032 | 5610.8133 | 8.3063 |  |  | 4376.4343 | 614.6644 |  |  | 4991.0987 | 634.0219 | 32.3945 |  |  | 666.4164
40 | Floor 1 Recovery Room Slab | Floor | ext_slab_8in_with_carpet | Floor 1 Recovery Room | 50.1676 | 110 | 3.9 | 74 | CP02 CARPET PAD | 0.00635 | [10 empty] | 2322 | 0.113 | 0.78 | 200mm Normalweight concrete floor | 0.2032 | 23670.6184 | 35.0421 |  |  | 18463.0824 | 2593.1152 |  |  | 21056.1976 | 2674.7799 | 136.6642 |  |  | 2811.4441
41 | Floor 1 Scheduling Slab | Floor | ext_slab_8in_with_carpet | Floor 1 Scheduling | 11.0555 | 110 | 3.9 | 74 | CP02 CARPET PAD | 0.00635 | [10 empty] | 2322 | 0.113 | 0.78 | 200mm Normalweight concrete floor | 0.2032 | 5216.3029 | 7.7222 |  |  | 4068.7163 | 571.4458 |  |  | 4640.1621 | 589.4422 | 30.1167 |  |  | 619.559
42 | Floor 1 Scrub Slab | Floor | ext_slab_8in_with_carpet | Floor 1 Scrub | 7.8039 | 110 | 3.9 | 74 | CP02 CARPET PAD | 0.00635 | [10 empty] | 2322 | 0.113 | 0.78 | 200mm Normalweight concrete floor | 0.2032 | 3682.0962 | 5.451 |  |  | 2872.035 | 403.3735 |  |  | 3275.4085 | 416.0769 | 21.2589 |  |  | 437.3357
43 | Floor 1 Soil Slab | Floor | ext_slab_8in_with_carpet | Floor 1 Soil | 11.7058 | 110 | 3.9 | 74 | CP02 CARPET PAD | 0.00635 | [10 empty] | 2322 | 0.113 | 0.78 | 200mm Normalweight concrete floor | 0.2032 | 5523.1443 | 8.1765 |  |  | 4308.0525 | 605.0602 |  |  | 4913.1128 | 624.1153 | 31.8883 |  |  | 656.0036
44 | Floor 1 Soil Hold Slab | Floor | ext_slab_8in_with_carpet | Floor 1 Soil Hold | 5.2026 | 110 | 3.9 | 74 | CP02 CARPET PAD | 0.00635 | [10 empty] | 2322 | 0.113 | 0.78 | 200mm Normalweight concrete floor | 0.2032 | 2454.7308 | 3.634 |  |  | 1914.69 | 268.9157 |  |  | 2183.6057 | 277.3846 | 14.1726 |  |  | 291.5572
45 | Floor 1 Soil Work Slab | Floor | ext_slab_8in_with_carpet | Floor 1 Soil Work | 16.7225 | 110 | 3.9 | 74 | CP02 CARPET PAD | 0.00635 | [10 empty] | 2322 | 0.113 | 0.78 | 200mm Normalweight concrete floor | 0.2032 | 7890.2061 | 11.6807 |  |  | 6154.3608 | 864.3717 |  |  | 7018.7325 | 891.5933 | 45.5547 |  |  | 937.148
46 | Floor 1 Step Down Slab | Floor | ext_slab_8in_with_carpet | Floor 1 Step Down | 27.8709 | 110 | 3.9 | 74 | CP02 CARPET PAD | 0.00635 | [10 empty] | 2322 | 0.113 | 0.78 | 200mm Normalweight concrete floor | 0.2032 | 13150.3436 | 19.4678 |  |  | 10257.268 | 1440.6196 |  |  | 11697.8875 | 1485.9888 | 75.9245 |  |  | 1561.9134
47 | Floor 1 Sterile Hall Slab | Floor | ext_slab_8in_with_carpet | Floor 1 Sterile Hall | 57.2283 | 110 | 3.9 | 74 | CP02 CARPET PAD | 0.00635 | [10 empty] | 2322 | 0.113 | 0.78 | 200mm Normalweight concrete floor | 0.2032 | 27002.0388 | 39.9739 |  |  | 21061.5902 | 2958.0722 |  |  | 24019.6624 | 3051.2304 | 155.8984 |  |  | 3207.1288
48 | Floor 1 Nurse Storage Slab | Floor | ext_slab_8in_with_carpet | Floor 1 Sterile Storage | 36.7896 | 110 | 3.9 | 74 | CP02 CARPET PAD | 0.00635 | [10 empty] | 2322 | 0.113 | 0.78 | 200mm Normalweight concrete floor | 0.2032 | 17358.4535 | 25.6975 |  |  | 13539.5937 | 1901.6178 |  |  | 15441.2116 | 1961.5052 | 100.2204 |  |  | 2061.7256
49 | Floor 1 Storage Slab | Floor | ext_slab_8in_with_carpet | Floor 1 Storage | 85.4708 | 110 | 3.9 | 74 | CP02 CARPET PAD | 0.00635 | [10 empty] | 2322 | 0.113 | 0.78 | 200mm Normalweight concrete floor | 0.2032 | 40327.7202 | 59.7014 |  |  | 31455.6218 | 4417.9 |  |  | 35873.5218 | 4557.0324 | 232.8353 |  |  | 4789.8677
50 | Floor 1 Sub-Sterile Slab | Floor | ext_slab_8in_with_carpet | Floor 1 Sub-Sterile | 18.209 | 110 | 3.9 | 74 | CP02 CARPET PAD | 0.00635 | [10 empty] | 2322 | 0.113 | 0.78 | 200mm Normalweight concrete floor | 0.2032 | 8591.5578 | 12.719 |  |  | 6701.4151 | 941.2048 |  |  | 7642.6199 | 970.846 | 49.604 |  |  | 1020.4501
51 | Floor 1 Utility Hall Slab | Floor | ext_slab_8in_with_carpet | Floor 1 Utility Hall | 23.7832 | 110 | 3.9 | 74 | CP02 CARPET PAD | 0.00635 | [10 empty] | 2322 | 0.113 | 0.78 | 200mm Normalweight concrete floor | 0.2032 | 11221.6265 | 16.6126 |  |  | 8752.8687 | 1229.3287 |  |  | 9982.1974 | 1268.0438 | 64.7889 |  |  | 1332.8327
52 | Floor 1 Utility Janitor Slab | Floor | ext_slab_8in_with_carpet | Floor 1 Utility Janitor | 3.9019 | 110 | 3.9 | 74 | CP02 CARPET PAD | 0.00635 | [10 empty] | 2322 | 0.113 | 0.78 | 200mm Normalweight concrete floor | 0.2032 | 1841.0481 | 2.7255 |  |  | 1436.0175 | 201.6867 |  |  | 1637.7043 | 208.0384 | 10.6294 |  |  | 218.6679
53 | Floor 1 Utility Room Slab | Floor | ext_slab_8in_with_carpet | Floor 1 Utility Room | 33.4451 | 110 | 3.9 | 74 | CP02 CARPET PAD | 0.00635 | [10 empty] | 2322 | 0.113 | 0.78 | 200mm Normalweight concrete floor | 0.2032 | 15780.4123 | 23.3614 |  |  | 12308.7216 | 1728.7435 |  |  | 14037.4651 | 1783.1866 | 91.1095 |  |  | 1874.296
54 | Floor 1 Vestibule Slab | Floor | ext_slab_8in_with_carpet | Floor 1 Vestibule | 6.689 | 110 | 3.9 | 74 | CP02 CARPET PAD | 0.00635 | [10 empty] | 2322 | 0.113 | 0.78 | 200mm Normalweight concrete floor | 0.2032 | 3156.0825 | 4.6723 |  |  | 2461.7443 | 345.7487 |  |  | 2807.493 | 356.6373 | 18.2219 |  |  | 374.8592
55 | NE Stair Slab | Floor | ext_slab_8in_with_carpet | NE Stair | 15.6077 | 110 | 3.9 | 74 | CP02 CARPET PAD | 0.00635 | [10 empty] | 2322 | 0.113 | 0.78 | 200mm Normalweight concrete floor | 0.2032 | 7364.1924 | 10.902 |  |  | 5744.0701 | 806.747 |  |  | 6550.817 | 832.1537 | 42.5177 |  |  | 874.6715
56 | NW Elevator Slab | Floor | ext_slab_8in_with_carpet | NW Elevator | 13.0064 | 110 | 3.9 | 74 | CP02 CARPET PAD | 0.00635 | [10 empty] | 2322 | 0.113 | 0.78 | 200mm Normalweight concrete floor | 0.2032 | 6136.827 | 9.085 |  |  | 4786.7251 | 672.2891 |  |  | 5459.0142 | 693.4615 | 35.4315 |  |  | 728.8929
57 | NW Stair Slab | Floor | ext_slab_8in_with_carpet | NW Stair | 17.8374 | 110 | 3.9 | 74 | CP02 CARPET PAD | 0.00635 | [10 empty] | 2322 | 0.113 | 0.78 | 200mm Normalweight concrete floor | 0.2032 | 8416.2199 | 12.4594 |  |  | 6564.6515 | 921.9965 |  |  | 7486.648 | 951.0328 | 48.5917 |  |  | 999.6246
58 | SW Stair Slab | Floor | ext_slab_8in_with_carpet | SW Stair | 8.9187 | 110 | 3.9 | 74 | CP02 CARPET PAD | 0.00635 | [10 empty] | 2322 | 0.113 | 0.78 | 200mm Normalweight concrete floor | 0.2032 | 4208.1099 | 6.2297 |  |  | 3282.3258 | 460.9983 |  |  | 3743.324 | 475.5164 | 24.2959 |  |  | 499.8123
59 | 4161C8 | Wall | int_wall | Floor 1 Anesthesia | 11.1484 | 800 | 0.39 | 6.75 | G01 13mm gypsum board | 0.0127 | [10 empty] | 800 | 0.39 | 6.75 | G01 13mm gypsum board | 0.0127 | 113.2674 | 113.2674 |  |  | 764.5549 | 764.5549 |  |  | 1529.1097 | 44.1743 | 44.1743 |  |  | 88.3486
60 | 1AD133 | Wall | int_wall | Floor 1 Anesthesia | 8.3613 | 800 | 0.39 | 6.75 | G01 13mm gypsum board | 0.0127 | [10 empty] | 800 | 0.39 | 6.75 | G01 13mm gypsum board | 0.0127 | 84.9505 | 84.9505 |  |  | 573.4161 | 573.4161 |  |  | 1146.8323 | 33.1307 | 33.1307 |  |  | 66.2614
61 | 330DF9 | Wall | int_wall | Floor 1 Anesthesia | 11.1484 | 800 | 0.39 | 6.75 | G01 13mm gypsum board | 0.0127 | [10 empty] | 800 | 0.39 | 6.75 | G01 13mm gypsum board | 0.0127 | 113.2674 | 113.2674 |  |  | 764.5549 | 764.5549 |  |  | 1529.1097 | 44.1743 | 44.1743 |  |  | 88.3486
62 | 70DAD1 | Wall | int_wall | Floor 1 Bio Haz | 7.4322 | 800 | 0.39 | 6.75 | G01 13mm gypsum board | 0.0127 | [10 empty] | 800 | 0.39 | 6.75 | G01 13mm gypsum board | 0.0127 | 75.5116 | 75.5116 |  |  | 509.7032 | 509.7032 |  |  | 1019.4065 | 29.4495 | 29.4495 |  |  | 58.899
63 | 32CC19 | Wall | int_wall | Floor 1 Bio Haz | 7.4322 | 800 | 0.39 | 6.75 | G01 13mm gypsum board | 0.0127 | [10 empty] | 800 | 0.39 | 6.75 | G01 13mm gypsum board | 0.0127 | 75.5116 | 75.5116 |  |  | 509.7032 | 509.7032 |  |  | 1019.4065 | 29.4495 | 29.4495 |  |  | 58.899
64 | BBEE0B | Wall | int_wall | Floor 1 Bio Haz | 6.5032 | 800 | 0.39 | 6.75 | G01 13mm gypsum board | 0.0127 | [10 empty] | 800 | 0.39 | 6.75 | G01 13mm gypsum board | 0.0127 | 66.0726 | 66.0726 |  |  | 445.9903 | 445.9903 |  |  | 891.9807 | 25.7683 | 25.7683 |  |  | 51.5367
65 | F951A6 | Wall | int_wall | Floor 1 Bio Haz | 6.5032 | 800 | 0.39 | 6.75 | G01 13mm gypsum board | 0.0127 | [10 empty] | 800 | 0.39 | 6.75 | G01 13mm gypsum board | 0.0127 | 66.0726 | 66.0726 |  |  | 445.9903 | 445.9903 |  |  | 891.9807 | 25.7683 | 25.7683 |  |  | 51.5367
66 | 4507E9 | Wall | int_wall | Floor 1 Cafe | 18.5806 | 800 | 0.39 | 6.75 | G01 13mm gypsum board | 0.0127 | [10 empty] | 800 | 0.39 | 6.75 | G01 13mm gypsum board | 0.0127 | 188.779 | 188.779 |  |  | 1274.2581 | 1274.2581 |  |  | 2548.5162 | 73.6238 | 73.6238 |  |  | 147.2476
67 | C48E94 | Wall | int_wall | Floor 1 Cafe | 12.0774 | 800 | 0.39 | 6.75 | G01 13mm gypsum board | 0.0127 | [10 empty] | 800 | 0.39 | 6.75 | G01 13mm gypsum board | 0.0127 | 122.7063 | 122.7063 |  |  | 828.2678 | 828.2678 |  |  | 1656.5355 | 47.8555 | 47.8555 |  |  | 95.7109
68 | 6B31A8 | Wall | int_wall | Floor 1 Cafe | 19.5096 | 800 | 0.39 | 6.75 | G01 13mm gypsum board | 0.0127 | [10 empty] | 800 | 0.39 | 6.75 | G01 13mm gypsum board | 0.0127 | 198.2179 | 198.2179 |  |  | 1337.971 | 1337.971 |  |  | 2675.942 | 77.305 | 77.305 |  |  | 154.61
69 | 368E02 | Wall | int_wall | Floor 1 Cafe | 7.4322 | 800 | 0.39 | 6.75 | G01 13mm gypsum board | 0.0127 | [10 empty] | 800 | 0.39 | 6.75 | G01 13mm gypsum board | 0.0127 | 75.5116 | 75.5116 |  |  | 509.7032 | 509.7032 |  |  | 1019.4065 | 29.4495 | 29.4495 |  |  | 58.899
70 | EA8FA7 | Wall | int_wall | Floor 1 Clean | 8.3613 | 800 | 0.39 | 6.75 | G01 13mm gypsum board | 0.0127 | [10 empty] | 800 | 0.39 | 6.75 | G01 13mm gypsum board | 0.0127 | 84.9505 | 84.9505 |  |  | 573.4161 | 573.4161 |  |  | 1146.8323 | 33.1307 | 33.1307 |  |  | 66.2614
71 | FE7511 | Wall | int_wall | Floor 1 Clean | 8.3613 | 800 | 0.39 | 6.75 | G01 13mm gypsum board | 0.0127 | [10 empty] | 800 | 0.39 | 6.75 | G01 13mm gypsum board | 0.0127 | 84.9505 | 84.9505 |  |  | 573.4161 | 573.4161 |  |  | 1146.8323 | 33.1307 | 33.1307 |  |  | 66.2614
72 | 59E0E4 | Wall | int_wall | Floor 1 Clean | 13.0064 | 800 | 0.39 | 6.75 | G01 13mm gypsum board | 0.0127 | [10 empty] | 800 | 0.39 | 6.75 | G01 13mm gypsum board | 0.0127 | 132.1453 | 132.1453 |  |  | 891.9807 | 891.9807 |  |  | 1783.9613 | 51.5367 | 51.5367 |  |  | 103.0733
73 | 7949FA | Wall | int_wall | Floor 1 Clean | 13.0064 | 800 | 0.39 | 6.75 | G01 13mm gypsum board | 0.0127 | [10 empty] | 800 | 0.39 | 6.75 | G01 13mm gypsum board | 0.0127 | 132.1453 | 132.1453 |  |  | 891.9807 | 891.9807 |  |  | 1783.9613 | 51.5367 | 51.5367 |  |  | 103.0733
74 | FD8CF2 | Wall | int_wall | Floor 1 Clean Work | 13.9355 | 800 | 0.39 | 6.75 | G01 13mm gypsum board | 0.0127 | [10 empty] | 800 | 0.39 | 6.75 | G01 13mm gypsum board | 0.0127 | 141.5842 | 141.5842 |  |  | 955.6936 | 955.6936 |  |  | 1911.3871 | 55.2179 | 55.2179 |  |  | 110.4357
75 | 49DA86 | Wall | int_wall | Floor 1 Clean Work | 10.2193 | 800 | 0.39 | 6.75 | G01 13mm gypsum board | 0.0127 | [10 empty] | 800 | 0.39 | 6.75 | G01 13mm gypsum board | 0.0127 | 103.8284 | 103.8284 |  |  | 700.842 | 700.842 |  |  | 1401.6839 | 40.4931 | 40.4931 |  |  | 80.9862
76 | 619EE6 | Wall | int_wall | Floor 1 Clean Work | 10.2193 | 800 | 0.39 | 6.75 | G01 13mm gypsum board | 0.0127 | [10 empty] | 800 | 0.39 | 6.75 | G01 13mm gypsum board | 0.0127 | 103.8284 | 103.8284 |  |  | 700.842 | 700.842 |  |  | 1401.6839 | 40.4931 | 40.4931 |  |  | 80.9862
77 | B551AD | Wall | int_wall | Floor 1 Clean Work | 13.9355 | 800 | 0.39 | 6.75 | G01 13mm gypsum board | 0.0127 | [10 empty] | 800 | 0.39 | 6.75 | G01 13mm gypsum board | 0.0127 | 141.5842 | 141.5842 |  |  | 955.6936 | 955.6936 |  |  | 1911.3871 | 55.2179 | 55.2179 |  |  | 110.4357
78 | 94A56A | Wall | int_wall | Floor 1 Dictation | 8.3613 | 800 | 0.39 | 6.75 | G01 13mm gypsum board | 0.0127 | [10 empty] | 800 | 0.39 | 6.75 | G01 13mm gypsum board | 0.0127 | 84.9505 | 84.9505 |  |  | 573.4161 | 573.4161 |  |  | 1146.8323 | 33.1307 | 33.1307 |  |  | 66.2614
79 | 4A854B | Wall | int_wall | Floor 1 Dictation | 13.0064 | 800 | 0.39 | 6.75 | G01 13mm gypsum board | 0.0127 | [10 empty] | 800 | 0.39 | 6.75 | G01 13mm gypsum board | 0.0127 | 132.1453 | 132.1453 |  |  | 891.9807 | 891.9807 |  |  | 1783.9613 | 51.5367 | 51.5367 |  |  | 103.0733
80 | 8594D3 | Wall | int_wall | Floor 1 Dictation | 8.3613 | 800 | 0.39 | 6.75 | G01 13mm gypsum board | 0.0127 | [10 empty] | 800 | 0.39 | 6.75 | G01 13mm gypsum board | 0.0127 | 84.9505 | 84.9505 |  |  | 573.4161 | 573.4161 |  |  | 1146.8323 | 33.1307 | 33.1307 |  |  | 66.2614
81 | 86244A | Wall | int_wall | Floor 1 Dictation | 13.0064 | 800 | 0.39 | 6.75 | G01 13mm gypsum board | 0.0127 | [10 empty] | 800 | 0.39 | 6.75 | G01 13mm gypsum board | 0.0127 | 132.1453 | 132.1453 |  |  | 891.9807 | 891.9807 |  |  | 1783.9613 | 51.5367 | 51.5367 |  |  | 103.0733
82 | 256F02 | Wall | int_wall | Floor 1 Dressing Room | 4.6452 | 800 | 0.39 | 6.75 | G01 13mm gypsum board | 0.0127 | [10 empty] | 800 | 0.39 | 6.75 | G01 13mm gypsum board | 0.0127 | 47.1947 | 47.1947 |  |  | 318.5645 | 318.5645 |  |  | 637.129 | 18.406 | 18.406 |  |  | 36.8119
83 | DE027F | Wall | int_wall | Floor 1 Dressing Room | 4.6452 | 800 | 0.39 | 6.75 | G01 13mm gypsum board | 0.0127 | [10 empty] | 800 | 0.39 | 6.75 | G01 13mm gypsum board | 0.0127 | 47.1947 | 47.1947 |  |  | 318.5645 | 318.5645 |  |  | 637.129 | 18.406 | 18.406 |  |  | 36.8119
84 | CC17E8 | Wall | int_wall | Floor 1 Dressing Room | 8.3613 | 800 | 0.39 | 6.75 | G01 13mm gypsum board | 0.0127 | [10 empty] | 800 | 0.39 | 6.75 | G01 13mm gypsum board | 0.0127 | 84.9505 | 84.9505 |  |  | 573.4161 | 573.4161 |  |  | 1146.8323 | 33.1307 | 33.1307 |  |  | 66.2614
85 | 9879B2 | Wall | int_wall | Floor 1 Electrical Room | 6.5032 | 800 | 0.39 | 6.75 | G01 13mm gypsum board | 0.0127 | [10 empty] | 800 | 0.39 | 6.75 | G01 13mm gypsum board | 0.0127 | 66.0726 | 66.0726 |  |  | 445.9903 | 445.9903 |  |  | 891.9807 | 25.7683 | 25.7683 |  |  | 51.5367
86 | 2D53AC | Wall | int_wall | Floor 1 Electrical Room | 13.0064 | 800 | 0.39 | 6.75 | G01 13mm gypsum board | 0.0127 | [10 empty] | 800 | 0.39 | 6.75 | G01 13mm gypsum board | 0.0127 | 132.1453 | 132.1453 |  |  | 891.9807 | 891.9807 |  |  | 1783.9613 | 51.5367 | 51.5367 |  |  | 103.0733
87 | E82152 | Wall | int_wall | Floor 1 Electrical Room | 13.0064 | 800 | 0.39 | 6.75 | G01 13mm gypsum board | 0.0127 | [10 empty] | 800 | 0.39 | 6.75 | G01 13mm gypsum board | 0.0127 | 132.1453 | 132.1453 |  |  | 891.9807 | 891.9807 |  |  | 1783.9613 | 51.5367 | 51.5367 |  |  | 103.0733
88 | F99476 | Wall | int_wall | Floor 1 Elevator Pump Room | 8.3613 | 800 | 0.39 | 6.75 | G01 13mm gypsum board | 0.0127 | [10 empty] | 800 | 0.39 | 6.75 | G01 13mm gypsum board | 0.0127 | 84.9505 | 84.9505 |  |  | 573.4161 | 573.4161 |  |  | 1146.8323 | 33.1307 | 33.1307 |  |  | 66.2614
89 | 9926F7 | Wall | int_wall | Floor 1 Elevator Pump Room | 6.5032 | 800 | 0.39 | 6.75 | G01 13mm gypsum board | 0.0127 | [10 empty] | 800 | 0.39 | 6.75 | G01 13mm gypsum board | 0.0127 | 66.0726 | 66.0726 |  |  | 445.9903 | 445.9903 |  |  | 891.9807 | 25.7683 | 25.7683 |  |  | 51.5367
90 | B45B50 | Wall | int_wall | Floor 1 Elevator Pump Room | 3.7161 | 800 | 0.39 | 6.75 | G01 13mm gypsum board | 0.0127 | [10 empty] | 800 | 0.39 | 6.75 | G01 13mm gypsum board | 0.0127 | 37.7558 | 37.7558 |  |  | 254.8516 | 254.8516 |  |  | 509.7032 | 14.7248 | 14.7248 |  |  | 29.4495
91 | 758B3C | Wall | int_wall | Floor 1 Humid | 5.5742 | 800 | 0.39 | 6.75 | G01 13mm gypsum board | 0.0127 | [10 empty] | 800 | 0.39 | 6.75 | G01 13mm gypsum board | 0.0127 | 56.6337 | 56.6337 |  |  | 382.2774 | 382.2774 |  |  | 764.5549 | 22.0871 | 22.0871 |  |  | 44.1743
92 | A7F46C | Wall | int_wall | Floor 1 Humid | 5.5742 | 800 | 0.39 | 6.75 | G01 13mm gypsum board | 0.0127 | [10 empty] | 800 | 0.39 | 6.75 | G01 13mm gypsum board | 0.0127 | 56.6337 | 56.6337 |  |  | 382.2774 | 382.2774 |  |  | 764.5549 | 22.0871 | 22.0871 |  |  | 44.1743
93 | 3F71D3 | Wall | int_wall | Floor 1 Humid | 8.3613 | 800 | 0.39 | 6.75 | G01 13mm gypsum board | 0.0127 | [10 empty] | 800 | 0.39 | 6.75 | G01 13mm gypsum board | 0.0127 | 84.9505 | 84.9505 |  |  | 573.4161 | 573.4161 |  |  | 1146.8323 | 33.1307 | 33.1307 |  |  | 66.2614
94 | 8BB36F | Wall | int_wall | Floor 1 Humid | 8.3613 | 800 | 0.39 | 6.75 | G01 13mm gypsum board | 0.0127 | [10 empty] | 800 | 0.39 | 6.75 | G01 13mm gypsum board | 0.0127 | 84.9505 | 84.9505 |  |  | 573.4161 | 573.4161 |  |  | 1146.8323 | 33.1307 | 33.1307 |  |  | 66.2614
95 | FEC1E3 | Wall | int_wall | Floor 1 IT Hall | 26.0129 | 800 | 0.39 | 6.75 | G01 13mm gypsum board | 0.0127 | [10 empty] | 800 | 0.39 | 6.75 | G01 13mm gypsum board | 0.0127 | 264.2906 | 264.2906 |  |  | 1783.9613 | 1783.9613 |  |  | 3567.9227 | 103.0733 | 103.0733 |  |  | 206.1466
96 | 5D9E95 | Wall | int_wall | Floor 1 IT Hall | 6.5032 | 800 | 0.39 | 6.75 | G01 13mm gypsum board | 0.0127 | [10 empty] | 800 | 0.39 | 6.75 | G01 13mm gypsum board | 0.0127 | 66.0726 | 66.0726 |  |  | 445.9903 | 445.9903 |  |  | 891.9807 | 25.7683 | 25.7683 |  |  | 51.5367
97 | F4D6DD | Wall | int_wall | Floor 1 IT Hall | 4.6452 | 800 | 0.39 | 6.75 | G01 13mm gypsum board | 0.0127 | [10 empty] | 800 | 0.39 | 6.75 | G01 13mm gypsum board | 0.0127 | 47.1947 | 47.1947 |  |  | 318.5645 | 318.5645 |  |  | 637.129 | 18.406 | 18.406 |  |  | 36.8119
98 | FB87D3 | Wall | int_wall | Floor 1 IT Hall | 4.6452 | 800 | 0.39 | 6.75 | G01 13mm gypsum board | 0.0127 | [10 empty] | 800 | 0.39 | 6.75 | G01 13mm gypsum board | 0.0127 | 47.1947 | 47.1947 |  |  | 318.5645 | 318.5645 |  |  | 637.129 | 18.406 | 18.406 |  |  | 36.8119
99 | 445A39 | Wall | int_wall | Floor 1 IT Hall | 6.5032 | 800 | 0.39 | 6.75 | G01 13mm gypsum board | 0.0127 | [10 empty] | 800 | 0.39 | 6.75 | G01 13mm gypsum board | 0.0127 | 66.0726 | 66.0726 |  |  | 445.9903 | 445.9903 |  |  | 891.9807 | 25.7683 | 25.7683 |  |  | 51.5367
100 | 3A6904 | Wall | int_wall | Floor 1 IT Hall | 13.0064 | 800 | 0.39 | 6.75 | G01 13mm gypsum board | 0.0127 | [10 empty] | 800 | 0.39 | 6.75 | G01 13mm gypsum board | 0.0127 | 132.1453 | 132.1453 |  |  | 891.9807 | 891.9807 |  |  | 1783.9613 | 51.5367 | 51.5367 |  |  | 103.0733
101 | 2CF0AA | Wall | int_wall | Floor 1 IT Room | 13.0064 | 800 | 0.39 | 6.75 | G01 13mm gypsum board | 0.0127 | [10 empty] | 800 | 0.39 | 6.75 | G01 13mm gypsum board | 0.0127 | 132.1453 | 132.1453 |  |  | 891.9807 | 891.9807 |  |  | 1783.9613 | 51.5367 | 51.5367 |  |  | 103.0733
102 | 307901 | Wall | int_wall | Floor 1 IT Room | 7.4322 | 800 | 0.39 | 6.75 | G01 13mm gypsum board | 0.0127 | [10 empty] | 800 | 0.39 | 6.75 | G01 13mm gypsum board | 0.0127 | 75.5116 | 75.5116 |  |  | 509.7032 | 509.7032 |  |  | 1019.4065 | 29.4495 | 29.4495 |  |  | 58.899
103 | FA769A | Wall | int_wall | Floor 1 IT Room | 7.4322 | 800 | 0.39 | 6.75 | G01 13mm gypsum board | 0.0127 | [10 empty] | 800 | 0.39 | 6.75 | G01 13mm gypsum board | 0.0127 | 75.5116 | 75.5116 |  |  | 509.7032 | 509.7032 |  |  | 1019.4065 | 29.4495 | 29.4495 |  |  | 58.899
104 | 319A6B | Wall | int_wall | Floor 1 IT Room | 13.0064 | 800 | 0.39 | 6.75 | G01 13mm gypsum board | 0.0127 | [10 empty] | 800 | 0.39 | 6.75 | G01 13mm gypsum board | 0.0127 | 132.1453 | 132.1453 |  |  | 891.9807 | 891.9807 |  |  | 1783.9613 | 51.5367 | 51.5367 |  |  | 103.0733
105 | 822161 | Wall | int_wall | Floor 1 Lobby | 7.4322 | 800 | 0.39 | 6.75 | G01 13mm gypsum board | 0.0127 | [10 empty] | 800 | 0.39 | 6.75 | G01 13mm gypsum board | 0.0127 | 75.5116 | 75.5116 |  |  | 509.7032 | 509.7032 |  |  | 1019.4065 | 29.4495 | 29.4495 |  |  | 58.899
106 | 43A2A2 | Wall | int_wall | Floor 1 Lobby | 18.5806 | 800 | 0.39 | 6.75 | G01 13mm gypsum board | 0.0127 | [10 empty] | 800 | 0.39 | 6.75 | G01 13mm gypsum board | 0.0127 | 188.779 | 188.779 |  |  | 1274.2581 | 1274.2581 |  |  | 2548.5162 | 73.6238 | 73.6238 |  |  | 147.2476
107 | 6FB351 | Wall | int_wall | Floor 1 Lobby | 6.5032 | 800 | 0.39 | 6.75 | G01 13mm gypsum board | 0.0127 | [10 empty] | 800 | 0.39 | 6.75 | G01 13mm gypsum board | 0.0127 | 66.0726 | 66.0726 |  |  | 445.9903 | 445.9903 |  |  | 891.9807 | 25.7683 | 25.7683 |  |  | 51.5367
108 | 8134C2 | Wall | int_wall | Floor 1 Lobby | 1.8581 | 800 | 0.39 | 6.75 | G01 13mm gypsum board | 0.0127 | [10 empty] | 800 | 0.39 | 6.75 | G01 13mm gypsum board | 0.0127 | 18.8779 | 18.8779 |  |  | 127.4258 | 127.4258 |  |  | 254.8516 | 7.3624 | 7.3624 |  |  | 14.7248
109 | 102EC4 | Wall | int_wall | Floor 1 Lobby | 5.5742 | 800 | 0.39 | 6.75 | G01 13mm gypsum board | 0.0127 | [10 empty] | 800 | 0.39 | 6.75 | G01 13mm gypsum board | 0.0127 | 56.6337 | 56.6337 |  |  | 382.2774 | 382.2774 |  |  | 764.5549 | 22.0871 | 22.0871 |  |  | 44.1743
110 | BAD27A | Wall | int_wall | Floor 1 Lobby | 11.1484 | 800 | 0.39 | 6.75 | G01 13mm gypsum board | 0.0127 | [10 empty] | 800 | 0.39 | 6.75 | G01 13mm gypsum board | 0.0127 | 113.2674 | 113.2674 |  |  | 764.5549 | 764.5549 |  |  | 1529.1097 | 44.1743 | 44.1743 |  |  | 88.3486
111 | 5D8FAF | Wall | int_wall | Floor 1 Lobby | 3.7161 | 800 | 0.39 | 6.75 | G01 13mm gypsum board | 0.0127 | [10 empty] | 800 | 0.39 | 6.75 | G01 13mm gypsum board | 0.0127 | 37.7558 | 37.7558 |  |  | 254.8516 | 254.8516 |  |  | 509.7032 | 14.7248 | 14.7248 |  |  | 29.4495
112 | 46E87C | Wall | int_wall | Floor 1 Lobby | 7.4322 | 800 | 0.39 | 6.75 | G01 13mm gypsum board | 0.0127 | [10 empty] | 800 | 0.39 | 6.75 | G01 13mm gypsum board | 0.0127 | 75.5116 | 75.5116 |  |  | 509.7032 | 509.7032 |  |  | 1019.4065 | 29.4495 | 29.4495 |  |  | 58.899
113 | 3145CA | Wall | int_wall | Floor 1 Lobby | 12.0774 | 800 | 0.39 | 6.75 | G01 13mm gypsum board | 0.0127 | [10 empty] | 800 | 0.39 | 6.75 | G01 13mm gypsum board | 0.0127 | 122.7063 | 122.7063 |  |  | 828.2678 | 828.2678 |  |  | 1656.5355 | 47.8555 | 47.8555 |  |  | 95.7109
114 | 73E892 | Wall | int_wall | Floor 1 Lobby | 1.8581 | 800 | 0.39 | 6.75 | G01 13mm gypsum board | 0.0127 | [10 empty] | 800 | 0.39 | 6.75 | G01 13mm gypsum board | 0.0127 | 18.8779 | 18.8779 |  |  | 127.4258 | 127.4258 |  |  | 254.8516 | 7.3624 | 7.3624 |  |  | 14.7248
115 | 4418C4 | Wall | int_wall | Floor 1 Lobby | 20.4387 | 800 | 0.39 | 6.75 | G01 13mm gypsum board | 0.0127 | [10 empty] | 800 | 0.39 | 6.75 | G01 13mm gypsum board | 0.0127 | 207.6569 | 207.6569 |  |  | 1401.6839 | 1401.6839 |  |  | 2803.3678 | 80.9862 | 80.9862 |  |  | 161.9724
116 | 4911A5 | Wall | int_wall | Floor 1 Lobby | 11.1484 | 800 | 0.39 | 6.75 | G01 13mm gypsum board | 0.0127 | [10 empty] | 800 | 0.39 | 6.75 | G01 13mm gypsum board | 0.0127 | 113.2674 | 113.2674 |  |  | 764.5549 | 764.5549 |  |  | 1529.1097 | 44.1743 | 44.1743 |  |  | 88.3486
117 | A6D45E | Wall | int_wall | Floor 1 Lobby Hall | 18.5806 | 800 | 0.39 | 6.75 | G01 13mm gypsum board | 0.0127 | [10 empty] | 800 | 0.39 | 6.75 | G01 13mm gypsum board | 0.0127 | 188.779 | 188.779 |  |  | 1274.2581 | 1274.2581 |  |  | 2548.5162 | 73.6238 | 73.6238 |  |  | 147.2476
118 | F7F8BA | Wall | int_wall | Floor 1 Lobby Hall | 11.1484 | 800 | 0.39 | 6.75 | G01 13mm gypsum board | 0.0127 | [10 empty] | 800 | 0.39 | 6.75 | G01 13mm gypsum board | 0.0127 | 113.2674 | 113.2674 |  |  | 764.5549 | 764.5549 |  |  | 1529.1097 | 44.1743 | 44.1743 |  |  | 88.3486
119 | 34019D | Wall | int_wall | Floor 1 Lobby Hall | 18.5806 | 800 | 0.39 | 6.75 | G01 13mm gypsum board | 0.0127 | [10 empty] | 800 | 0.39 | 6.75 | G01 13mm gypsum board | 0.0127 | 188.779 | 188.779 |  |  | 1274.2581 | 1274.2581 |  |  | 2548.5162 | 73.6238 | 73.6238 |  |  | 147.2476
120 | 72A819 | Wall | int_wall | Floor 1 Lobby Hall | 11.1484 | 800 | 0.39 | 6.75 | G01 13mm gypsum board | 0.0127 | [10 empty] | 800 | 0.39 | 6.75 | G01 13mm gypsum board | 0.0127 | 113.2674 | 113.2674 |  |  | 764.5549 | 764.5549 |  |  | 1529.1097 | 44.1743 | 44.1743 |  |  | 88.3486
121 | 9FF31D | Wall | int_wall | Floor 1 Lobby Toilet | 5.5742 | 800 | 0.39 | 6.75 | G01 13mm gypsum board | 0.0127 | [10 empty] | 800 | 0.39 | 6.75 | G01 13mm gypsum board | 0.0127 | 56.6337 | 56.6337 |  |  | 382.2774 | 382.2774 |  |  | 764.5549 | 22.0871 | 22.0871 |  |  | 44.1743
122 | F23EB6 | Wall | int_wall | Floor 1 Lobby Toilet | 8.3613 | 800 | 0.39 | 6.75 | G01 13mm gypsum board | 0.0127 | [10 empty] | 800 | 0.39 | 6.75 | G01 13mm gypsum board | 0.0127 | 84.9505 | 84.9505 |  |  | 573.4161 | 573.4161 |  |  | 1146.8323 | 33.1307 | 33.1307 |  |  | 66.2614
123 | 7F6FC2 | Wall | int_wall | Floor 1 Lobby Toilet | 6.5032 | 800 | 0.39 | 6.75 | G01 13mm gypsum board | 0.0127 | [10 empty] | 800 | 0.39 | 6.75 | G01 13mm gypsum board | 0.0127 | 66.0726 | 66.0726 |  |  | 445.9903 | 445.9903 |  |  | 891.9807 | 25.7683 | 25.7683 |  |  | 51.5367
124 | 88CB69 | Wall | int_wall | Floor 1 Lobby Toilet | 1.8581 | 800 | 0.39 | 6.75 | G01 13mm gypsum board | 0.0127 | [10 empty] | 800 | 0.39 | 6.75 | G01 13mm gypsum board | 0.0127 | 18.8779 | 18.8779 |  |  | 127.4258 | 127.4258 |  |  | 254.8516 | 7.3624 | 7.3624 |  |  | 14.7248
125 | E9F3F6 | Wall | int_wall | Floor 1 Locker Room | 13.9355 | 800 | 0.39 | 6.75 | G01 13mm gypsum board | 0.0127 | [10 empty] | 800 | 0.39 | 6.75 | G01 13mm gypsum board | 0.0127 | 141.5842 | 141.5842 |  |  | 955.6936 | 955.6936 |  |  | 1911.3871 | 55.2179 | 55.2179 |  |  | 110.4357
126 | A9C27A | Wall | int_wall | Floor 1 Locker Room | 20.4387 | 800 | 0.39 | 6.75 | G01 13mm gypsum board | 0.0127 | [10 empty] | 800 | 0.39 | 6.75 | G01 13mm gypsum board | 0.0127 | 207.6569 | 207.6569 |  |  | 1401.6839 | 1401.6839 |  |  | 2803.3678 | 80.9862 | 80.9862 |  |  | 161.9724
127 | 962DB5 | Wall | int_wall | Floor 1 Locker Room | 27.8709 | 800 | 0.39 | 6.75 | G01 13mm gypsum board | 0.0127 | [10 empty] | 800 | 0.39 | 6.75 | G01 13mm gypsum board | 0.0127 | 283.1685 | 283.1685 |  |  | 1911.3871 | 1911.3871 |  |  | 3822.7743 | 110.4357 | 110.4357 |  |  | 220.8714
128 | 92E22C | Wall | int_wall | Floor 1 Locker Room | 13.9355 | 800 | 0.39 | 6.75 | G01 13mm gypsum board | 0.0127 | [10 empty] | 800 | 0.39 | 6.75 | G01 13mm gypsum board | 0.0127 | 141.5842 | 141.5842 |  |  | 955.6936 | 955.6936 |  |  | 1911.3871 | 55.2179 | 55.2179 |  |  | 110.4357
129 | 35028C | Wall | int_wall | Floor 1 Locker Room Hall | 7.4322 | 800 | 0.39 | 6.75 | G01 13mm gypsum board | 0.0127 | [10 empty] | 800 | 0.39 | 6.75 | G01 13mm gypsum board | 0.0127 | 75.5116 | 75.5116 |  |  | 509.7032 | 509.7032 |  |  | 1019.4065 | 29.4495 | 29.4495 |  |  | 58.899
130 | 852027 | Wall | int_wall | Floor 1 Locker Room Hall | 7.4322 | 800 | 0.39 | 6.75 | G01 13mm gypsum board | 0.0127 | [10 empty] | 800 | 0.39 | 6.75 | G01 13mm gypsum board | 0.0127 | 75.5116 | 75.5116 |  |  | 509.7032 | 509.7032 |  |  | 1019.4065 | 29.4495 | 29.4495 |  |  | 58.899
131 | EBFE47 | Wall | int_wall | Floor 1 Locker Room Hall | 26.0129 | 800 | 0.39 | 6.75 | G01 13mm gypsum board | 0.0127 | [10 empty] | 800 | 0.39 | 6.75 | G01 13mm gypsum board | 0.0127 | 264.2906 | 264.2906 |  |  | 1783.9613 | 1783.9613 |  |  | 3567.9227 | 103.0733 | 103.0733 |  |  | 206.1466
132 | D9965C | Wall | int_wall | Floor 1 Locker Room Hall | 12.0774 | 800 | 0.39 | 6.75 | G01 13mm gypsum board | 0.0127 | [10 empty] | 800 | 0.39 | 6.75 | G01 13mm gypsum board | 0.0127 | 122.7063 | 122.7063 |  |  | 828.2678 | 828.2678 |  |  | 1656.5355 | 47.8555 | 47.8555 |  |  | 95.7109
133 | 71783C | Wall | int_wall | Floor 1 Locker Room Hall | 6.5032 | 800 | 0.39 | 6.75 | G01 13mm gypsum board | 0.0127 | [10 empty] | 800 | 0.39 | 6.75 | G01 13mm gypsum board | 0.0127 | 66.0726 | 66.0726 |  |  | 445.9903 | 445.9903 |  |  | 891.9807 | 25.7683 | 25.7683 |  |  | 51.5367
134 | D8C098 | Wall | int_wall | Floor 1 Locker Room Hall | 8.3613 | 800 | 0.39 | 6.75 | G01 13mm gypsum board | 0.0127 | [10 empty] | 800 | 0.39 | 6.75 | G01 13mm gypsum board | 0.0127 | 84.9505 | 84.9505 |  |  | 573.4161 | 573.4161 |  |  | 1146.8323 | 33.1307 | 33.1307 |  |  | 66.2614
135 | 66D163 | Wall | int_wall | Floor 1 Locker Room Hall | 30.658 | 800 | 0.39 | 6.75 | G01 13mm gypsum board | 0.0127 | [10 empty] | 800 | 0.39 | 6.75 | G01 13mm gypsum board | 0.0127 | 311.4853 | 311.4853 |  |  | 2102.5259 | 2102.5259 |  |  | 4205.0517 | 121.4793 | 121.4793 |  |  | 242.9585
136 | 8D03E8 | Wall | int_wall | Floor 1 Locker Room Hall | 20.4387 | 800 | 0.39 | 6.75 | G01 13mm gypsum board | 0.0127 | [10 empty] | 800 | 0.39 | 6.75 | G01 13mm gypsum board | 0.0127 | 207.6569 | 207.6569 |  |  | 1401.6839 | 1401.6839 |  |  | 2803.3678 | 80.9862 | 80.9862 |  |  | 161.9724
137 | 9A0DF2 | Wall | int_wall | Floor 1 Locker Room Hall | 11.1484 | 800 | 0.39 | 6.75 | G01 13mm gypsum board | 0.0127 | [10 empty] | 800 | 0.39 | 6.75 | G01 13mm gypsum board | 0.0127 | 113.2674 | 113.2674 |  |  | 764.5549 | 764.5549 |  |  | 1529.1097 | 44.1743 | 44.1743 |  |  | 88.3486
138 | 18AFE3 | Wall | int_wall | Floor 1 Lounge | 11.1484 | 800 | 0.39 | 6.75 | G01 13mm gypsum board | 0.0127 | [10 empty] | 800 | 0.39 | 6.75 | G01 13mm gypsum board | 0.0127 | 113.2674 | 113.2674 |  |  | 764.5549 | 764.5549 |  |  | 1529.1097 | 44.1743 | 44.1743 |  |  | 88.3486
139 | 761D33 | Wall | int_wall | Floor 1 Lounge | 27.8709 | 800 | 0.39 | 6.75 | G01 13mm gypsum board | 0.0127 | [10 empty] | 800 | 0.39 | 6.75 | G01 13mm gypsum board | 0.0127 | 283.1685 | 283.1685 |  |  | 1911.3871 | 1911.3871 |  |  | 3822.7743 | 110.4357 | 110.4357 |  |  | 220.8714
140 | 9C0202 | Wall | int_wall | Floor 1 Lounge | 11.1484 | 800 | 0.39 | 6.75 | G01 13mm gypsum board | 0.0127 | [10 empty] | 800 | 0.39 | 6.75 | G01 13mm gypsum board | 0.0127 | 113.2674 | 113.2674 |  |  | 764.5549 | 764.5549 |  |  | 1529.1097 | 44.1743 | 44.1743 |  |  | 88.3486
141 | 29BD5F | Wall | int_wall | Floor 1 Lounge | 15.7935 | 800 | 0.39 | 6.75 | G01 13mm gypsum board | 0.0127 | [10 empty] | 800 | 0.39 | 6.75 | G01 13mm gypsum board | 0.0127 | 160.4621 | 160.4621 |  |  | 1083.1194 | 1083.1194 |  |  | 2166.2388 | 62.5802 | 62.5802 |  |  | 125.1605
142 | 897BAF | Wall | int_wall | Floor 1 Lounge | 7.4322 | 800 | 0.39 | 6.75 | G01 13mm gypsum board | 0.0127 | [10 empty] | 800 | 0.39 | 6.75 | G01 13mm gypsum board | 0.0127 | 75.5116 | 75.5116 |  |  | 509.7032 | 509.7032 |  |  | 1019.4065 | 29.4495 | 29.4495 |  |  | 58.899
143 | 3E6044 | Wall | int_wall | Floor 1 Lounge | 4.6452 | 800 | 0.39 | 6.75 | G01 13mm gypsum board | 0.0127 | [10 empty] | 800 | 0.39 | 6.75 | G01 13mm gypsum board | 0.0127 | 47.1947 | 47.1947 |  |  | 318.5645 | 318.5645 |  |  | 637.129 | 18.406 | 18.406 |  |  | 36.8119
144 | A4B378 | Wall | int_wall | Floor 1 Med Gas | 7.4322 | 800 | 0.39 | 6.75 | G01 13mm gypsum board | 0.0127 | [10 empty] | 800 | 0.39 | 6.75 | G01 13mm gypsum board | 0.0127 | 75.5116 | 75.5116 |  |  | 509.7032 | 509.7032 |  |  | 1019.4065 | 29.4495 | 29.4495 |  |  | 58.899
145 | 72BCFE | Wall | int_wall | Floor 1 Med Gas | 6.5032 | 800 | 0.39 | 6.75 | G01 13mm gypsum board | 0.0127 | [10 empty] | 800 | 0.39 | 6.75 | G01 13mm gypsum board | 0.0127 | 66.0726 | 66.0726 |  |  | 445.9903 | 445.9903 |  |  | 891.9807 | 25.7683 | 25.7683 |  |  | 51.5367
146 | F0B690 | Wall | int_wall | Floor 1 MRI Control Room | 16.7225 | 800 | 0.39 | 6.75 | G01 13mm gypsum board | 0.0127 | [10 empty] | 800 | 0.39 | 6.75 | G01 13mm gypsum board | 0.0127 | 169.9011 | 169.9011 |  |  | 1146.8323 | 1146.8323 |  |  | 2293.6646 | 66.2614 | 66.2614 |  |  | 132.5228
147 | D2C53A | Wall | int_wall | Floor 1 MRI Control Room | 2.7871 | 800 | 0.39 | 6.75 | G01 13mm gypsum board | 0.0127 | [10 empty] | 800 | 0.39 | 6.75 | G01 13mm gypsum board | 0.0127 | 28.3168 | 28.3168 |  |  | 191.1387 | 191.1387 |  |  | 382.2774 | 11.0436 | 11.0436 |  |  | 22.0871
148 | BFD4BB | Wall | int_wall | Floor 1 MRI Control Room | 7.4322 | 800 | 0.39 | 6.75 | G01 13mm gypsum board | 0.0127 | [10 empty] | 800 | 0.39 | 6.75 | G01 13mm gypsum board | 0.0127 | 75.5116 | 75.5116 |  |  | 509.7032 | 509.7032 |  |  | 1019.4065 | 29.4495 | 29.4495 |  |  | 58.899
149 | 92A2CB | Wall | int_wall | Floor 1 MRI Control Room | 14.8645 | 800 | 0.39 | 6.75 | G01 13mm gypsum board | 0.0127 | [10 empty] | 800 | 0.39 | 6.75 | G01 13mm gypsum board | 0.0127 | 151.0232 | 151.0232 |  |  | 1019.4065 | 1019.4065 |  |  | 2038.813 | 58.899 | 58.899 |  |  | 117.7981
150 | 1EC3A0 | Wall | int_wall | Floor 1 MRI Control Room | 4.6452 | 800 | 0.39 | 6.75 | G01 13mm gypsum board | 0.0127 | [10 empty] | 800 | 0.39 | 6.75 | G01 13mm gypsum board | 0.0127 | 47.1947 | 47.1947 |  |  | 318.5645 | 318.5645 |  |  | 637.129 | 18.406 | 18.406 |  |  | 36.8119
151 | E66ECE | Wall | int_wall | Floor 1 MRI Control Room | 2.7871 | 800 | 0.39 | 6.75 | G01 13mm gypsum board | 0.0127 | [10 empty] | 800 | 0.39 | 6.75 | G01 13mm gypsum board | 0.0127 | 28.3168 | 28.3168 |  |  | 191.1387 | 191.1387 |  |  | 382.2774 | 11.0436 | 11.0436 |  |  | 22.0871
152 | 824665 | Wall | int_wall | Floor 1 MRI Hall | 5.5742 | 800 | 0.39 | 6.75 | G01 13mm gypsum board | 0.0127 | [10 empty] | 800 | 0.39 | 6.75 | G01 13mm gypsum board | 0.0127 | 56.6337 | 56.6337 |  |  | 382.2774 | 382.2774 |  |  | 764.5549 | 22.0871 | 22.0871 |  |  | 44.1743
153 | 68F53B | Wall | int_wall | Floor 1 MRI Hall | 7.4322 | 800 | 0.39 | 6.75 | G01 13mm gypsum board | 0.0127 | [10 empty] | 800 | 0.39 | 6.75 | G01 13mm gypsum board | 0.0127 | 75.5116 | 75.5116 |  |  | 509.7032 | 509.7032 |  |  | 1019.4065 | 29.4495 | 29.4495 |  |  | 58.899
154 | 27B0D7 | Wall | int_wall | Floor 1 MRI Hall | 2.7871 | 800 | 0.39 | 6.75 | G01 13mm gypsum board | 0.0127 | [10 empty] | 800 | 0.39 | 6.75 | G01 13mm gypsum board | 0.0127 | 28.3168 | 28.3168 |  |  | 191.1387 | 191.1387 |  |  | 382.2774 | 11.0436 | 11.0436 |  |  | 22.0871
155 | 90FDA9 | Wall | int_wall | Floor 1 MRI Hall | 2.7871 | 800 | 0.39 | 6.75 | G01 13mm gypsum board | 0.0127 | [10 empty] | 800 | 0.39 | 6.75 | G01 13mm gypsum board | 0.0127 | 28.3168 | 28.3168 |  |  | 191.1387 | 191.1387 |  |  | 382.2774 | 11.0436 | 11.0436 |  |  | 22.0871
156 | 91DE28 | Wall | int_wall | Floor 1 MRI Hall | 6.5032 | 800 | 0.39 | 6.75 | G01 13mm gypsum board | 0.0127 | [10 empty] | 800 | 0.39 | 6.75 | G01 13mm gypsum board | 0.0127 | 66.0726 | 66.0726 |  |  | 445.9903 | 445.9903 |  |  | 891.9807 | 25.7683 | 25.7683 |  |  | 51.5367
157 | A8DB72 | Wall | int_wall | Floor 1 MRI Hall | 8.3613 | 800 | 0.39 | 6.75 | G01 13mm gypsum board | 0.0127 | [10 empty] | 800 | 0.39 | 6.75 | G01 13mm gypsum board | 0.0127 | 84.9505 | 84.9505 |  |  | 573.4161 | 573.4161 |  |  | 1146.8323 | 33.1307 | 33.1307 |  |  | 66.2614
158 | 8A30DD | Wall | int_wall | Floor 1 MRI Hall | 3.7161 | 800 | 0.39 | 6.75 | G01 13mm gypsum board | 0.0127 | [10 empty] | 800 | 0.39 | 6.75 | G01 13mm gypsum board | 0.0127 | 37.7558 | 37.7558 |  |  | 254.8516 | 254.8516 |  |  | 509.7032 | 14.7248 | 14.7248 |  |  | 29.4495
159 | 596DE0 | Wall | int_wall | Floor 1 MRI Hall | 5.5742 | 800 | 0.39 | 6.75 | G01 13mm gypsum board | 0.0127 | [10 empty] | 800 | 0.39 | 6.75 | G01 13mm gypsum board | 0.0127 | 56.6337 | 56.6337 |  |  | 382.2774 | 382.2774 |  |  | 764.5549 | 22.0871 | 22.0871 |  |  | 44.1743
160 | B92155 | Wall | int_wall | Floor 1 MRI Hall | 9.2903 | 800 | 0.39 | 6.75 | G01 13mm gypsum board | 0.0127 | [10 empty] | 800 | 0.39 | 6.75 | G01 13mm gypsum board | 0.0127 | 94.3895 | 94.3895 |  |  | 637.129 | 637.129 |  |  | 1274.2581 | 36.8119 | 36.8119 |  |  | 73.6238
161 | 2FAF44 | Wall | int_wall | Floor 1 MRI Room | 13.9355 | 800 | 0.39 | 6.75 | G01 13mm gypsum board | 0.0127 | [10 empty] | 800 | 0.39 | 6.75 | G01 13mm gypsum board | 0.0127 | 141.5842 | 141.5842 |  |  | 955.6936 | 955.6936 |  |  | 1911.3871 | 55.2179 | 55.2179 |  |  | 110.4357
162 | A78253 | Wall | int_wall | Floor 1 MRI Room | 16.7225 | 800 | 0.39 | 6.75 | G01 13mm gypsum board | 0.0127 | [10 empty] | 800 | 0.39 | 6.75 | G01 13mm gypsum board | 0.0127 | 169.9011 | 169.9011 |  |  | 1146.8323 | 1146.8323 |  |  | 2293.6646 | 66.2614 | 66.2614 |  |  | 132.5228
163 | E5BC3F | Wall | int_wall | Floor 1 MRI Room | 20.4387 | 800 | 0.39 | 6.75 | G01 13mm gypsum board | 0.0127 | [10 empty] | 800 | 0.39 | 6.75 | G01 13mm gypsum board | 0.0127 | 207.6569 | 207.6569 |  |  | 1401.6839 | 1401.6839 |  |  | 2803.3678 | 80.9862 | 80.9862 |  |  | 161.9724
164 | 867BBB | Wall | int_wall | Floor 1 MRI Room | 18.5806 | 800 | 0.39 | 6.75 | G01 13mm gypsum board | 0.0127 | [10 empty] | 800 | 0.39 | 6.75 | G01 13mm gypsum board | 0.0127 | 188.779 | 188.779 |  |  | 1274.2581 | 1274.2581 |  |  | 2548.5162 | 73.6238 | 73.6238 |  |  | 147.2476
165 | F3084E | Wall | int_wall | Floor 1 MRI Room | 1.8581 | 800 | 0.39 | 6.75 | G01 13mm gypsum board | 0.0127 | [10 empty] | 800 | 0.39 | 6.75 | G01 13mm gypsum board | 0.0127 | 18.8779 | 18.8779 |  |  | 127.4258 | 127.4258 |  |  | 254.8516 | 7.3624 | 7.3624 |  |  | 14.7248
166 | BA91C7 | Wall | int_wall | Floor 1 MRI Room | 6.5032 | 800 | 0.39 | 6.75 | G01 13mm gypsum board | 0.0127 | [10 empty] | 800 | 0.39 | 6.75 | G01 13mm gypsum board | 0.0127 | 66.0726 | 66.0726 |  |  | 445.9903 | 445.9903 |  |  | 891.9807 | 25.7683 | 25.7683 |  |  | 51.5367
167 | 30DB21 | Wall | int_wall | Floor 1 MRI Toilet | 8.3613 | 800 | 0.39 | 6.75 | G01 13mm gypsum board | 0.0127 | [10 empty] | 800 | 0.39 | 6.75 | G01 13mm gypsum board | 0.0127 | 84.9505 | 84.9505 |  |  | 573.4161 | 573.4161 |  |  | 1146.8323 | 33.1307 | 33.1307 |  |  | 66.2614
168 | C9D24D | Wall | int_wall | Floor 1 MRI Toilet | 5.5742 | 800 | 0.39 | 6.75 | G01 13mm gypsum board | 0.0127 | [10 empty] | 800 | 0.39 | 6.75 | G01 13mm gypsum board | 0.0127 | 56.6337 | 56.6337 |  |  | 382.2774 | 382.2774 |  |  | 764.5549 | 22.0871 | 22.0871 |  |  | 44.1743
169 | 4ED109 | Wall | int_wall | Floor 1 MRI Toilet | 4.6452 | 800 | 0.39 | 6.75 | G01 13mm gypsum board | 0.0127 | [10 empty] | 800 | 0.39 | 6.75 | G01 13mm gypsum board | 0.0127 | 47.1947 | 47.1947 |  |  | 318.5645 | 318.5645 |  |  | 637.129 | 18.406 | 18.406 |  |  | 36.8119
170 | 24139C | Wall | int_wall | Floor 1 MRI Toilet | 3.7161 | 800 | 0.39 | 6.75 | G01 13mm gypsum board | 0.0127 | [10 empty] | 800 | 0.39 | 6.75 | G01 13mm gypsum board | 0.0127 | 37.7558 | 37.7558 |  |  | 254.8516 | 254.8516 |  |  | 509.7032 | 14.7248 | 14.7248 |  |  | 29.4495
171 | 855191 | Wall | int_wall | Floor 1 Nourishment | 13.0064 | 800 | 0.39 | 6.75 | G01 13mm gypsum board | 0.0127 | [10 empty] | 800 | 0.39 | 6.75 | G01 13mm gypsum board | 0.0127 | 132.1453 | 132.1453 |  |  | 891.9807 | 891.9807 |  |  | 1783.9613 | 51.5367 | 51.5367 |  |  | 103.0733
172 | C0F51F | Wall | int_wall | Floor 1 Nourishment | 6.5032 | 800 | 0.39 | 6.75 | G01 13mm gypsum board | 0.0127 | [10 empty] | 800 | 0.39 | 6.75 | G01 13mm gypsum board | 0.0127 | 66.0726 | 66.0726 |  |  | 445.9903 | 445.9903 |  |  | 891.9807 | 25.7683 | 25.7683 |  |  | 51.5367
173 | A59907 | Wall | int_wall | Floor 1 Nourishment | 6.5032 | 800 | 0.39 | 6.75 | G01 13mm gypsum board | 0.0127 | [10 empty] | 800 | 0.39 | 6.75 | G01 13mm gypsum board | 0.0127 | 66.0726 | 66.0726 |  |  | 445.9903 | 445.9903 |  |  | 891.9807 | 25.7683 | 25.7683 |  |  | 51.5367
174 | 28DE5A | Wall | int_wall | Floor 1 Nourishment | 24.1548 | 800 | 0.39 | 6.75 | G01 13mm gypsum board | 0.0127 | [10 empty] | 800 | 0.39 | 6.75 | G01 13mm gypsum board | 0.0127 | 245.4127 | 245.4127 |  |  | 1656.5355 | 1656.5355 |  |  | 3313.0711 | 95.7109 | 95.7109 |  |  | 191.4219
175 | 58B6B6 | Wall | int_wall | Floor 1 Nourishment | 5.5742 | 800 | 0.39 | 6.75 | G01 13mm gypsum board | 0.0127 | [10 empty] | 800 | 0.39 | 6.75 | G01 13mm gypsum board | 0.0127 | 56.6337 | 56.6337 |  |  | 382.2774 | 382.2774 |  |  | 764.5549 | 22.0871 | 22.0871 |  |  | 44.1743
176 | 725D3E | Wall | int_wall | Floor 1 Nourishment | 5.5742 | 800 | 0.39 | 6.75 | G01 13mm gypsum board | 0.0127 | [10 empty] | 800 | 0.39 | 6.75 | G01 13mm gypsum board | 0.0127 | 56.6337 | 56.6337 |  |  | 382.2774 | 382.2774 |  |  | 764.5549 | 22.0871 | 22.0871 |  |  | 44.1743
177 | 6822BB | Wall | int_wall | Floor 1 Nurse Hall | 7.4322 | 800 | 0.39 | 6.75 | G01 13mm gypsum board | 0.0127 | [10 empty] | 800 | 0.39 | 6.75 | G01 13mm gypsum board | 0.0127 | 75.5116 | 75.5116 |  |  | 509.7032 | 509.7032 |  |  | 1019.4065 | 29.4495 | 29.4495 |  |  | 58.899
178 | 825233 | Wall | int_wall | Floor 1 Nurse Hall | 13.9355 | 800 | 0.39 | 6.75 | G01 13mm gypsum board | 0.0127 | [10 empty] | 800 | 0.39 | 6.75 | G01 13mm gypsum board | 0.0127 | 141.5842 | 141.5842 |  |  | 955.6936 | 955.6936 |  |  | 1911.3871 | 55.2179 | 55.2179 |  |  | 110.4357
179 | 86A28D | Wall | int_wall | Floor 1 Nurse Hall | 7.4322 | 800 | 0.39 | 6.75 | G01 13mm gypsum board | 0.0127 | [10 empty] | 800 | 0.39 | 6.75 | G01 13mm gypsum board | 0.0127 | 75.5116 | 75.5116 |  |  | 509.7032 | 509.7032 |  |  | 1019.4065 | 29.4495 | 29.4495 |  |  | 58.899
180 | C92A6E | Wall | int_wall | Floor 1 Nurse Hall | 7.4322 | 800 | 0.39 | 6.75 | G01 13mm gypsum board | 0.0127 | [10 empty] | 800 | 0.39 | 6.75 | G01 13mm gypsum board | 0.0127 | 75.5116 | 75.5116 |  |  | 509.7032 | 509.7032 |  |  | 1019.4065 | 29.4495 | 29.4495 |  |  | 58.899
181 | 114EC6 | Wall | int_wall | Floor 1 Nurse Hall | 8.3613 | 800 | 0.39 | 6.75 | G01 13mm gypsum board | 0.0127 | [10 empty] | 800 | 0.39 | 6.75 | G01 13mm gypsum board | 0.0127 | 84.9505 | 84.9505 |  |  | 573.4161 | 573.4161 |  |  | 1146.8323 | 33.1307 | 33.1307 |  |  | 66.2614
182 | 9EB05A | Wall | int_wall | Floor 1 Nurse Hall | 5.5742 | 800 | 0.39 | 6.75 | G01 13mm gypsum board | 0.0127 | [10 empty] | 800 | 0.39 | 6.75 | G01 13mm gypsum board | 0.0127 | 56.6337 | 56.6337 |  |  | 382.2774 | 382.2774 |  |  | 764.5549 | 22.0871 | 22.0871 |  |  | 44.1743
183 | 7434CD | Wall | int_wall | Floor 1 Nurse Hall | 11.1484 | 800 | 0.39 | 6.75 | G01 13mm gypsum board | 0.0127 | [10 empty] | 800 | 0.39 | 6.75 | G01 13mm gypsum board | 0.0127 | 113.2674 | 113.2674 |  |  | 764.5549 | 764.5549 |  |  | 1529.1097 | 44.1743 | 44.1743 |  |  | 88.3486
184 | 344D34 | Wall | int_wall | Floor 1 Nurse Hall | 26.9419 | 800 | 0.39 | 6.75 | G01 13mm gypsum board | 0.0127 | [10 empty] | 800 | 0.39 | 6.75 | G01 13mm gypsum board | 0.0127 | 273.7295 | 273.7295 |  |  | 1847.6742 | 1847.6742 |  |  | 3695.3485 | 106.7545 | 106.7545 |  |  | 213.509
185 | 59CEFB | Wall | int_wall | Floor 1 Nurse Hall | 41.8064 | 800 | 0.39 | 6.75 | G01 13mm gypsum board | 0.0127 | [10 empty] | 800 | 0.39 | 6.75 | G01 13mm gypsum board | 0.0127 | 424.7527 | 424.7527 |  |  | 2867.0807 | 2867.0807 |  |  | 5734.1614 | 165.6536 | 165.6536 |  |  | 331.3071
186 | 4E3BB5 | Wall | int_wall | Floor 1 Nurse Janitor | 8.3613 | 800 | 0.39 | 6.75 | G01 13mm gypsum board | 0.0127 | [10 empty] | 800 | 0.39 | 6.75 | G01 13mm gypsum board | 0.0127 | 84.9505 | 84.9505 |  |  | 573.4161 | 573.4161 |  |  | 1146.8323 | 33.1307 | 33.1307 |  |  | 66.2614
187 | 415590 | Wall | int_wall | Floor 1 Nurse Janitor | 5.5742 | 800 | 0.39 | 6.75 | G01 13mm gypsum board | 0.0127 | [10 empty] | 800 | 0.39 | 6.75 | G01 13mm gypsum board | 0.0127 | 56.6337 | 56.6337 |  |  | 382.2774 | 382.2774 |  |  | 764.5549 | 22.0871 | 22.0871 |  |  | 44.1743
188 | D9F81F | Wall | int_wall | Floor 1 Nurse Janitor | 5.5742 | 800 | 0.39 | 6.75 | G01 13mm gypsum board | 0.0127 | [10 empty] | 800 | 0.39 | 6.75 | G01 13mm gypsum board | 0.0127 | 56.6337 | 56.6337 |  |  | 382.2774 | 382.2774 |  |  | 764.5549 | 22.0871 | 22.0871 |  |  | 44.1743
189 | E1B4BB | Wall | int_wall | Floor 1 Nurse Janitor | 8.3613 | 800 | 0.39 | 6.75 | G01 13mm gypsum board | 0.0127 | [10 empty] | 800 | 0.39 | 6.75 | G01 13mm gypsum board | 0.0127 | 84.9505 | 84.9505 |  |  | 573.4161 | 573.4161 |  |  | 1146.8323 | 33.1307 | 33.1307 |  |  | 66.2614
190 | 464A53 | Wall | int_wall | Floor 1 Nurse Station | 8.3613 | 800 | 0.39 | 6.75 | G01 13mm gypsum board | 0.0127 | [10 empty] | 800 | 0.39 | 6.75 | G01 13mm gypsum board | 0.0127 | 84.9505 | 84.9505 |  |  | 573.4161 | 573.4161 |  |  | 1146.8323 | 33.1307 | 33.1307 |  |  | 66.2614
191 | FE5062 | Wall | int_wall | Floor 1 Nurse Station | 8.3613 | 800 | 0.39 | 6.75 | G01 13mm gypsum board | 0.0127 | [10 empty] | 800 | 0.39 | 6.75 | G01 13mm gypsum board | 0.0127 | 84.9505 | 84.9505 |  |  | 573.4161 | 573.4161 |  |  | 1146.8323 | 33.1307 | 33.1307 |  |  | 66.2614
192 | 4A07CD | Wall | int_wall | Floor 1 Nurse Station | 26.9419 | 800 | 0.39 | 6.75 | G01 13mm gypsum board | 0.0127 | [10 empty] | 800 | 0.39 | 6.75 | G01 13mm gypsum board | 0.0127 | 273.7295 | 273.7295 |  |  | 1847.6742 | 1847.6742 |  |  | 3695.3485 | 106.7545 | 106.7545 |  |  | 213.509
193 | EE0803 | Wall | int_wall | Floor 1 Nurse Station | 8.3613 | 800 | 0.39 | 6.75 | G01 13mm gypsum board | 0.0127 | [10 empty] | 800 | 0.39 | 6.75 | G01 13mm gypsum board | 0.0127 | 84.9505 | 84.9505 |  |  | 573.4161 | 573.4161 |  |  | 1146.8323 | 33.1307 | 33.1307 |  |  | 66.2614
194 | DFDE4F | Wall | int_wall | Floor 1 Nurse Station | 12.0774 | 800 | 0.39 | 6.75 | G01 13mm gypsum board | 0.0127 | [10 empty] | 800 | 0.39 | 6.75 | G01 13mm gypsum board | 0.0127 | 122.7063 | 122.7063 |  |  | 828.2678 | 828.2678 |  |  | 1656.5355 | 47.8555 | 47.8555 |  |  | 95.7109
195 | A452BE | Wall | int_wall | Floor 1 Nurse Station | 6.5032 | 800 | 0.39 | 6.75 | G01 13mm gypsum board | 0.0127 | [10 empty] | 800 | 0.39 | 6.75 | G01 13mm gypsum board | 0.0127 | 66.0726 | 66.0726 |  |  | 445.9903 | 445.9903 |  |  | 891.9807 | 25.7683 | 25.7683 |  |  | 51.5367
196 | CA6EDA | Wall | int_wall | Floor 1 Nurse Toilet | 8.3613 | 800 | 0.39 | 6.75 | G01 13mm gypsum board | 0.0127 | [10 empty] | 800 | 0.39 | 6.75 | G01 13mm gypsum board | 0.0127 | 84.9505 | 84.9505 |  |  | 573.4161 | 573.4161 |  |  | 1146.8323 | 33.1307 | 33.1307 |  |  | 66.2614
197 | 5EB34C | Wall | int_wall | Floor 1 Nurse Toilet | 5.5742 | 800 | 0.39 | 6.75 | G01 13mm gypsum board | 0.0127 | [10 empty] | 800 | 0.39 | 6.75 | G01 13mm gypsum board | 0.0127 | 56.6337 | 56.6337 |  |  | 382.2774 | 382.2774 |  |  | 764.5549 | 22.0871 | 22.0871 |  |  | 44.1743
198 | 5CD67D | Wall | int_wall | Floor 1 Nurse Toilet | 8.3613 | 800 | 0.39 | 6.75 | G01 13mm gypsum board | 0.0127 | [10 empty] | 800 | 0.39 | 6.75 | G01 13mm gypsum board | 0.0127 | 84.9505 | 84.9505 |  |  | 573.4161 | 573.4161 |  |  | 1146.8323 | 33.1307 | 33.1307 |  |  | 66.2614
199 | E5CB03 | Wall | int_wall | Floor 1 Nurse Toilet | 5.5742 | 800 | 0.39 | 6.75 | G01 13mm gypsum board | 0.0127 | [10 empty] | 800 | 0.39 | 6.75 | G01 13mm gypsum board | 0.0127 | 56.6337 | 56.6337 |  |  | 382.2774 | 382.2774 |  |  | 764.5549 | 22.0871 | 22.0871 |  |  | 44.1743
200 | 361D65 | Wall | int_wall | Floor 1 Office | 10.2193 | 800 | 0.39 | 6.75 | G01 13mm gypsum board | 0.0127 | [10 empty] | 800 | 0.39 | 6.75 | G01 13mm gypsum board | 0.0127 | 103.8284 | 103.8284 |  |  | 700.842 | 700.842 |  |  | 1401.6839 | 40.4931 | 40.4931 |  |  | 80.9862
201 | 2B5816 | Wall | int_wall | Floor 1 Office | 21.3677 | 800 | 0.39 | 6.75 | G01 13mm gypsum board | 0.0127 | [10 empty] | 800 | 0.39 | 6.75 | G01 13mm gypsum board | 0.0127 | 217.0958 | 217.0958 |  |  | 1465.3968 | 1465.3968 |  |  | 2930.7936 | 84.6674 | 84.6674 |  |  | 169.3347
202 | 7B67EC | Wall | int_wall | Floor 1 Office | 4.6452 | 800 | 0.39 | 6.75 | G01 13mm gypsum board | 0.0127 | [10 empty] | 800 | 0.39 | 6.75 | G01 13mm gypsum board | 0.0127 | 47.1947 | 47.1947 |  |  | 318.5645 | 318.5645 |  |  | 637.129 | 18.406 | 18.406 |  |  | 36.8119
203 | 7E0561 | Wall | int_wall | Floor 1 Office | 21.3677 | 800 | 0.39 | 6.75 | G01 13mm gypsum board | 0.0127 | [10 empty] | 800 | 0.39 | 6.75 | G01 13mm gypsum board | 0.0127 | 217.0958 | 217.0958 |  |  | 1465.3968 | 1465.3968 |  |  | 2930.7936 | 84.6674 | 84.6674 |  |  | 169.3347
204 | 4E24F1 | Wall | int_wall | Floor 1 Office | 9.2903 | 800 | 0.39 | 6.75 | G01 13mm gypsum board | 0.0127 | [10 empty] | 800 | 0.39 | 6.75 | G01 13mm gypsum board | 0.0127 | 94.3895 | 94.3895 |  |  | 637.129 | 637.129 |  |  | 1274.2581 | 36.8119 | 36.8119 |  |  | 73.6238
205 | 8259AE | Wall | int_wall | Floor 1 Office | 14.8645 | 800 | 0.39 | 6.75 | G01 13mm gypsum board | 0.0127 | [10 empty] | 800 | 0.39 | 6.75 | G01 13mm gypsum board | 0.0127 | 151.0232 | 151.0232 |  |  | 1019.4065 | 1019.4065 |  |  | 2038.813 | 58.899 | 58.899 |  |  | 117.7981
206 | 83A098 | Wall | int_wall | Floor 1 Operating Room 1 | 21.3677 | 800 | 0.39 | 6.75 | G01 13mm gypsum board | 0.0127 | [10 empty] | 800 | 0.39 | 6.75 | G01 13mm gypsum board | 0.0127 | 217.0958 | 217.0958 |  |  | 1465.3968 | 1465.3968 |  |  | 2930.7936 | 84.6674 | 84.6674 |  |  | 169.3347
207 | 575A7B | Wall | int_wall | Floor 1 Operating Room 1 | 13.0064 | 800 | 0.39 | 6.75 | G01 13mm gypsum board | 0.0127 | [10 empty] | 800 | 0.39 | 6.75 | G01 13mm gypsum board | 0.0127 | 132.1453 | 132.1453 |  |  | 891.9807 | 891.9807 |  |  | 1783.9613 | 51.5367 | 51.5367 |  |  | 103.0733
208 | 7E9E26 | Wall | int_wall | Floor 1 Operating Room 1 | 5.5742 | 800 | 0.39 | 6.75 | G01 13mm gypsum board | 0.0127 | [10 empty] | 800 | 0.39 | 6.75 | G01 13mm gypsum board | 0.0127 | 56.6337 | 56.6337 |  |  | 382.2774 | 382.2774 |  |  | 764.5549 | 22.0871 | 22.0871 |  |  | 44.1743
209 | 9C6F66 | Wall | int_wall | Floor 1 Operating Room 2 | 5.5742 | 800 | 0.39 | 6.75 | G01 13mm gypsum board | 0.0127 | [10 empty] | 800 | 0.39 | 6.75 | G01 13mm gypsum board | 0.0127 | 56.6337 | 56.6337 |  |  | 382.2774 | 382.2774 |  |  | 764.5549 | 22.0871 | 22.0871 |  |  | 44.1743
210 | A2AAC5 | Wall | int_wall | Floor 1 Operating Room 2 | 5.5742 | 800 | 0.39 | 6.75 | G01 13mm gypsum board | 0.0127 | [10 empty] | 800 | 0.39 | 6.75 | G01 13mm gypsum board | 0.0127 | 56.6337 | 56.6337 |  |  | 382.2774 | 382.2774 |  |  | 764.5549 | 22.0871 | 22.0871 |  |  | 44.1743
211 | 1747DE | Wall | int_wall | Floor 1 Operating Room 2 | 22.2967 | 800 | 0.39 | 6.75 | G01 13mm gypsum board | 0.0127 | [10 empty] | 800 | 0.39 | 6.75 | G01 13mm gypsum board | 0.0127 | 226.5348 | 226.5348 |  |  | 1529.1097 | 1529.1097 |  |  | 3058.2194 | 88.3486 | 88.3486 |  |  | 176.6971
212 | F4C599 | Wall | int_wall | Floor 1 Operating Room 2 | 13.0064 | 800 | 0.39 | 6.75 | G01 13mm gypsum board | 0.0127 | [10 empty] | 800 | 0.39 | 6.75 | G01 13mm gypsum board | 0.0127 | 132.1453 | 132.1453 |  |  | 891.9807 | 891.9807 |  |  | 1783.9613 | 51.5367 | 51.5367 |  |  | 103.0733
213 | 964F72 | Wall | int_wall | Floor 1 Operating Room 2 | 13.0064 | 800 | 0.39 | 6.75 | G01 13mm gypsum board | 0.0127 | [10 empty] | 800 | 0.39 | 6.75 | G01 13mm gypsum board | 0.0127 | 132.1453 | 132.1453 |  |  | 891.9807 | 891.9807 |  |  | 1783.9613 | 51.5367 | 51.5367 |  |  | 103.0733
214 | 9E12D4 | Wall | int_wall | Floor 1 Operating Room 3 | 15.7935 | 800 | 0.39 | 6.75 | G01 13mm gypsum board | 0.0127 | [10 empty] | 800 | 0.39 | 6.75 | G01 13mm gypsum board | 0.0127 | 160.4621 | 160.4621 |  |  | 1083.1194 | 1083.1194 |  |  | 2166.2388 | 62.5802 | 62.5802 |  |  | 125.1605
215 | FD0958 | Wall | int_wall | Floor 1 Operating Room 3 | 26.0129 | 800 | 0.39 | 6.75 | G01 13mm gypsum board | 0.0127 | [10 empty] | 800 | 0.39 | 6.75 | G01 13mm gypsum board | 0.0127 | 264.2906 | 264.2906 |  |  | 1783.9613 | 1783.9613 |  |  | 3567.9227 | 103.0733 | 103.0733 |  |  | 206.1466
216 | AE206C | Wall | int_wall | Floor 1 Operating Room 3 | 26.0129 | 800 | 0.39 | 6.75 | G01 13mm gypsum board | 0.0127 | [10 empty] | 800 | 0.39 | 6.75 | G01 13mm gypsum board | 0.0127 | 264.2906 | 264.2906 |  |  | 1783.9613 | 1783.9613 |  |  | 3567.9227 | 103.0733 | 103.0733 |  |  | 206.1466
217 | 966665 | Wall | int_wall | Floor 1 Operating Room 3 | 2.7871 | 800 | 0.39 | 6.75 | G01 13mm gypsum board | 0.0127 | [10 empty] | 800 | 0.39 | 6.75 | G01 13mm gypsum board | 0.0127 | 28.3168 | 28.3168 |  |  | 191.1387 | 191.1387 |  |  | 382.2774 | 11.0436 | 11.0436 |  |  | 22.0871
218 | 52CA89 | Wall | int_wall | Floor 1 Operating Room 3 | 13.0064 | 800 | 0.39 | 6.75 | G01 13mm gypsum board | 0.0127 | [10 empty] | 800 | 0.39 | 6.75 | G01 13mm gypsum board | 0.0127 | 132.1453 | 132.1453 |  |  | 891.9807 | 891.9807 |  |  | 1783.9613 | 51.5367 | 51.5367 |  |  | 103.0733
219 | 2B4DBD | Wall | int_wall | Floor 1 PACU | 2.7871 | 800 | 0.39 | 6.75 | G01 13mm gypsum board | 0.0127 | [10 empty] | 800 | 0.39 | 6.75 | G01 13mm gypsum board | 0.0127 | 28.3168 | 28.3168 |  |  | 191.1387 | 191.1387 |  |  | 382.2774 | 11.0436 | 11.0436 |  |  | 22.0871
220 | FCD8D2 | Wall | int_wall | Floor 1 PACU | 8.3613 | 800 | 0.39 | 6.75 | G01 13mm gypsum board | 0.0127 | [10 empty] | 800 | 0.39 | 6.75 | G01 13mm gypsum board | 0.0127 | 84.9505 | 84.9505 |  |  | 573.4161 | 573.4161 |  |  | 1146.8323 | 33.1307 | 33.1307 |  |  | 66.2614
221 | F740DF | Wall | int_wall | Floor 1 PACU | 11.1484 | 800 | 0.39 | 6.75 | G01 13mm gypsum board | 0.0127 | [10 empty] | 800 | 0.39 | 6.75 | G01 13mm gypsum board | 0.0127 | 113.2674 | 113.2674 |  |  | 764.5549 | 764.5549 |  |  | 1529.1097 | 44.1743 | 44.1743 |  |  | 88.3486
222 | 446771 | Wall | int_wall | Floor 1 PACU | 8.3613 | 800 | 0.39 | 6.75 | G01 13mm gypsum board | 0.0127 | [10 empty] | 800 | 0.39 | 6.75 | G01 13mm gypsum board | 0.0127 | 84.9505 | 84.9505 |  |  | 573.4161 | 573.4161 |  |  | 1146.8323 | 33.1307 | 33.1307 |  |  | 66.2614
223 | A2F014 | Wall | int_wall | Floor 1 PACU | 8.3613 | 800 | 0.39 | 6.75 | G01 13mm gypsum board | 0.0127 | [10 empty] | 800 | 0.39 | 6.75 | G01 13mm gypsum board | 0.0127 | 84.9505 | 84.9505 |  |  | 573.4161 | 573.4161 |  |  | 1146.8323 | 33.1307 | 33.1307 |  |  | 66.2614
224 | 33A280 | Wall | int_wall | Floor 1 Pre-Op Hall | 21.3677 | 800 | 0.39 | 6.75 | G01 13mm gypsum board | 0.0127 | [10 empty] | 800 | 0.39 | 6.75 | G01 13mm gypsum board | 0.0127 | 217.0958 | 217.0958 |  |  | 1465.3968 | 1465.3968 |  |  | 2930.7936 | 84.6674 | 84.6674 |  |  | 169.3347
225 | BABBB4 | Wall | int_wall | Floor 1 Pre-Op Hall | 7.4322 | 800 | 0.39 | 6.75 | G01 13mm gypsum board | 0.0127 | [10 empty] | 800 | 0.39 | 6.75 | G01 13mm gypsum board | 0.0127 | 75.5116 | 75.5116 |  |  | 509.7032 | 509.7032 |  |  | 1019.4065 | 29.4495 | 29.4495 |  |  | 58.899
226 | F9B592 | Wall | int_wall | Floor 1 Pre-Op Hall | 7.4322 | 800 | 0.39 | 6.75 | G01 13mm gypsum board | 0.0127 | [10 empty] | 800 | 0.39 | 6.75 | G01 13mm gypsum board | 0.0127 | 75.5116 | 75.5116 |  |  | 509.7032 | 509.7032 |  |  | 1019.4065 | 29.4495 | 29.4495 |  |  | 58.899
227 | 6E46A9 | Wall | int_wall | Floor 1 Pre-Op Hall | 7.4322 | 800 | 0.39 | 6.75 | G01 13mm gypsum board | 0.0127 | [10 empty] | 800 | 0.39 | 6.75 | G01 13mm gypsum board | 0.0127 | 75.5116 | 75.5116 |  |  | 509.7032 | 509.7032 |  |  | 1019.4065 | 29.4495 | 29.4495 |  |  | 58.899
228 | BA8FF7 | Wall | int_wall | Floor 1 Pre-Op Hall | 8.3613 | 800 | 0.39 | 6.75 | G01 13mm gypsum board | 0.0127 | [10 empty] | 800 | 0.39 | 6.75 | G01 13mm gypsum board | 0.0127 | 84.9505 | 84.9505 |  |  | 573.4161 | 573.4161 |  |  | 1146.8323 | 33.1307 | 33.1307 |  |  | 66.2614
229 | 25B45C | Wall | int_wall | Floor 1 Pre-Op Hall | 24.1548 | 800 | 0.39 | 6.75 | G01 13mm gypsum board | 0.0127 | [10 empty] | 800 | 0.39 | 6.75 | G01 13mm gypsum board | 0.0127 | 245.4127 | 245.4127 |  |  | 1656.5355 | 1656.5355 |  |  | 3313.0711 | 95.7109 | 95.7109 |  |  | 191.4219
230 | 592524 | Wall | int_wall | Floor 1 Pre-Op Hall | 7.4322 | 800 | 0.39 | 6.75 | G01 13mm gypsum board | 0.0127 | [10 empty] | 800 | 0.39 | 6.75 | G01 13mm gypsum board | 0.0127 | 75.5116 | 75.5116 |  |  | 509.7032 | 509.7032 |  |  | 1019.4065 | 29.4495 | 29.4495 |  |  | 58.899
231 | EAACE4 | Wall | int_wall | Floor 1 Pre-Op Hall | 13.9355 | 800 | 0.39 | 6.75 | G01 13mm gypsum board | 0.0127 | [10 empty] | 800 | 0.39 | 6.75 | G01 13mm gypsum board | 0.0127 | 141.5842 | 141.5842 |  |  | 955.6936 | 955.6936 |  |  | 1911.3871 | 55.2179 | 55.2179 |  |  | 110.4357
232 | 3AE420 | Wall | int_wall | Floor 1 Pre-Op Hall | 7.4322 | 800 | 0.39 | 6.75 | G01 13mm gypsum board | 0.0127 | [10 empty] | 800 | 0.39 | 6.75 | G01 13mm gypsum board | 0.0127 | 75.5116 | 75.5116 |  |  | 509.7032 | 509.7032 |  |  | 1019.4065 | 29.4495 | 29.4495 |  |  | 58.899
233 | 414FE2 | Wall | int_wall | Floor 1 Pre-Op Hall | 19.5096 | 800 | 0.39 | 6.75 | G01 13mm gypsum board | 0.0127 | [10 empty] | 800 | 0.39 | 6.75 | G01 13mm gypsum board | 0.0127 | 198.2179 | 198.2179 |  |  | 1337.971 | 1337.971 |  |  | 2675.942 | 77.305 | 77.305 |  |  | 154.61
234 | DEAC23 | Wall | int_wall | Floor 1 Pre-Op Hall | 7.4322 | 800 | 0.39 | 6.75 | G01 13mm gypsum board | 0.0127 | [10 empty] | 800 | 0.39 | 6.75 | G01 13mm gypsum board | 0.0127 | 75.5116 | 75.5116 |  |  | 509.7032 | 509.7032 |  |  | 1019.4065 | 29.4495 | 29.4495 |  |  | 58.899
235 | 22DAE3 | Wall | int_wall | Floor 1 Pre-Op Hall | 5.5742 | 800 | 0.39 | 6.75 | G01 13mm gypsum board | 0.0127 | [10 empty] | 800 | 0.39 | 6.75 | G01 13mm gypsum board | 0.0127 | 56.6337 | 56.6337 |  |  | 382.2774 | 382.2774 |  |  | 764.5549 | 22.0871 | 22.0871 |  |  | 44.1743
236 | 4DA0F5 | Wall | int_wall | Floor 1 Pre-Op Room 1 | 8.3613 | 800 | 0.39 | 6.75 | G01 13mm gypsum board | 0.0127 | [10 empty] | 800 | 0.39 | 6.75 | G01 13mm gypsum board | 0.0127 | 84.9505 | 84.9505 |  |  | 573.4161 | 573.4161 |  |  | 1146.8323 | 33.1307 | 33.1307 |  |  | 66.2614
237 | 8F966C | Wall | int_wall | Floor 1 Pre-Op Room 1 | 15.7935 | 800 | 0.39 | 6.75 | G01 13mm gypsum board | 0.0127 | [10 empty] | 800 | 0.39 | 6.75 | G01 13mm gypsum board | 0.0127 | 160.4621 | 160.4621 |  |  | 1083.1194 | 1083.1194 |  |  | 2166.2388 | 62.5802 | 62.5802 |  |  | 125.1605
238 | FA21EE | Wall | int_wall | Floor 1 Pre-Op Room 1 | 8.3613 | 800 | 0.39 | 6.75 | G01 13mm gypsum board | 0.0127 | [10 empty] | 800 | 0.39 | 6.75 | G01 13mm gypsum board | 0.0127 | 84.9505 | 84.9505 |  |  | 573.4161 | 573.4161 |  |  | 1146.8323 | 33.1307 | 33.1307 |  |  | 66.2614
239 | 5B255F | Wall | int_wall | Floor 1 Pre-Op Room 1 | 19.5096 | 800 | 0.39 | 6.75 | G01 13mm gypsum board | 0.0127 | [10 empty] | 800 | 0.39 | 6.75 | G01 13mm gypsum board | 0.0127 | 198.2179 | 198.2179 |  |  | 1337.971 | 1337.971 |  |  | 2675.942 | 77.305 | 77.305 |  |  | 154.61
240 | 551E65 | Wall | int_wall | Floor 1 Pre-Op Room 2 | 24.1548 | 800 | 0.39 | 6.75 | G01 13mm gypsum board | 0.0127 | [10 empty] | 800 | 0.39 | 6.75 | G01 13mm gypsum board | 0.0127 | 245.4127 | 245.4127 |  |  | 1656.5355 | 1656.5355 |  |  | 3313.0711 | 95.7109 | 95.7109 |  |  | 191.4219
241 | 8C3884 | Wall | int_wall | Floor 1 Pre-Op Room 2 | 12.0774 | 800 | 0.39 | 6.75 | G01 13mm gypsum board | 0.0127 | [10 empty] | 800 | 0.39 | 6.75 | G01 13mm gypsum board | 0.0127 | 122.7063 | 122.7063 |  |  | 828.2678 | 828.2678 |  |  | 1656.5355 | 47.8555 | 47.8555 |  |  | 95.7109
242 | 9853A2 | Wall | int_wall | Floor 1 Pre-Op Room 2 | 24.1548 | 800 | 0.39 | 6.75 | G01 13mm gypsum board | 0.0127 | [10 empty] | 800 | 0.39 | 6.75 | G01 13mm gypsum board | 0.0127 | 245.4127 | 245.4127 |  |  | 1656.5355 | 1656.5355 |  |  | 3313.0711 | 95.7109 | 95.7109 |  |  | 191.4219
243 | 7AE5B9 | Wall | int_wall | Floor 1 Pre-Op Room 2 | 12.0774 | 800 | 0.39 | 6.75 | G01 13mm gypsum board | 0.0127 | [10 empty] | 800 | 0.39 | 6.75 | G01 13mm gypsum board | 0.0127 | 122.7063 | 122.7063 |  |  | 828.2678 | 828.2678 |  |  | 1656.5355 | 47.8555 | 47.8555 |  |  | 95.7109
244 | 2DEB73 | Wall | int_wall | Floor 1 Pre-Op Toilet | 8.3613 | 800 | 0.39 | 6.75 | G01 13mm gypsum board | 0.0127 | [10 empty] | 800 | 0.39 | 6.75 | G01 13mm gypsum board | 0.0127 | 84.9505 | 84.9505 |  |  | 573.4161 | 573.4161 |  |  | 1146.8323 | 33.1307 | 33.1307 |  |  | 66.2614
245 | 7D08C0 | Wall | int_wall | Floor 1 Pre-Op Toilet | 5.5742 | 800 | 0.39 | 6.75 | G01 13mm gypsum board | 0.0127 | [10 empty] | 800 | 0.39 | 6.75 | G01 13mm gypsum board | 0.0127 | 56.6337 | 56.6337 |  |  | 382.2774 | 382.2774 |  |  | 764.5549 | 22.0871 | 22.0871 |  |  | 44.1743
246 | 36E420 | Wall | int_wall | Floor 1 Pre-Op Toilet | 8.3613 | 800 | 0.39 | 6.75 | G01 13mm gypsum board | 0.0127 | [10 empty] | 800 | 0.39 | 6.75 | G01 13mm gypsum board | 0.0127 | 84.9505 | 84.9505 |  |  | 573.4161 | 573.4161 |  |  | 1146.8323 | 33.1307 | 33.1307 |  |  | 66.2614
247 | 95486C | Wall | int_wall | Floor 1 Procedure Room | 8.3613 | 800 | 0.39 | 6.75 | G01 13mm gypsum board | 0.0127 | [10 empty] | 800 | 0.39 | 6.75 | G01 13mm gypsum board | 0.0127 | 84.9505 | 84.9505 |  |  | 573.4161 | 573.4161 |  |  | 1146.8323 | 33.1307 | 33.1307 |  |  | 66.2614
248 | EAE60F | Wall | int_wall | Floor 1 Procedure Room | 10.2193 | 800 | 0.39 | 6.75 | G01 13mm gypsum board | 0.0127 | [10 empty] | 800 | 0.39 | 6.75 | G01 13mm gypsum board | 0.0127 | 103.8284 | 103.8284 |  |  | 700.842 | 700.842 |  |  | 1401.6839 | 40.4931 | 40.4931 |  |  | 80.9862
249 | 704EC3 | Wall | int_wall | Floor 1 Procedure Room | 13.9355 | 800 | 0.39 | 6.75 | G01 13mm gypsum board | 0.0127 | [10 empty] | 800 | 0.39 | 6.75 | G01 13mm gypsum board | 0.0127 | 141.5842 | 141.5842 |  |  | 955.6936 | 955.6936 |  |  | 1911.3871 | 55.2179 | 55.2179 |  |  | 110.4357
250 | E20721 | Wall | int_wall | Floor 1 Procedure Room | 5.5742 | 800 | 0.39 | 6.75 | G01 13mm gypsum board | 0.0127 | [10 empty] | 800 | 0.39 | 6.75 | G01 13mm gypsum board | 0.0127 | 56.6337 | 56.6337 |  |  | 382.2774 | 382.2774 |  |  | 764.5549 | 22.0871 | 22.0871 |  |  | 44.1743
251 | FA9EF2 | Wall | int_wall | Floor 1 Procedure Room | 7.4322 | 800 | 0.39 | 6.75 | G01 13mm gypsum board | 0.0127 | [10 empty] | 800 | 0.39 | 6.75 | G01 13mm gypsum board | 0.0127 | 75.5116 | 75.5116 |  |  | 509.7032 | 509.7032 |  |  | 1019.4065 | 29.4495 | 29.4495 |  |  | 58.899
252 | 6EA718 | Wall | int_wall | Floor 1 Reception | 13.9355 | 800 | 0.39 | 6.75 | G01 13mm gypsum board | 0.0127 | [10 empty] | 800 | 0.39 | 6.75 | G01 13mm gypsum board | 0.0127 | 141.5842 | 141.5842 |  |  | 955.6936 | 955.6936 |  |  | 1911.3871 | 55.2179 | 55.2179 |  |  | 110.4357
253 | 2730E5 | Wall | int_wall | Floor 1 Reception | 21.3677 | 800 | 0.39 | 6.75 | G01 13mm gypsum board | 0.0127 | [10 empty] | 800 | 0.39 | 6.75 | G01 13mm gypsum board | 0.0127 | 217.0958 | 217.0958 |  |  | 1465.3968 | 1465.3968 |  |  | 2930.7936 | 84.6674 | 84.6674 |  |  | 169.3347
254 | E608B9 | Wall | int_wall | Floor 1 Reception | 7.4322 | 800 | 0.39 | 6.75 | G01 13mm gypsum board | 0.0127 | [10 empty] | 800 | 0.39 | 6.75 | G01 13mm gypsum board | 0.0127 | 75.5116 | 75.5116 |  |  | 509.7032 | 509.7032 |  |  | 1019.4065 | 29.4495 | 29.4495 |  |  | 58.899
255 | 25AB11 | Wall | int_wall | Floor 1 Reception | 4.6452 | 800 | 0.39 | 6.75 | G01 13mm gypsum board | 0.0127 | [10 empty] | 800 | 0.39 | 6.75 | G01 13mm gypsum board | 0.0127 | 47.1947 | 47.1947 |  |  | 318.5645 | 318.5645 |  |  | 637.129 | 18.406 | 18.406 |  |  | 36.8119
256 | 5A39B1 | Wall | int_wall | Floor 1 Reception | 15.7935 | 800 | 0.39 | 6.75 | G01 13mm gypsum board | 0.0127 | [10 empty] | 800 | 0.39 | 6.75 | G01 13mm gypsum board | 0.0127 | 160.4621 | 160.4621 |  |  | 1083.1194 | 1083.1194 |  |  | 2166.2388 | 62.5802 | 62.5802 |  |  | 125.1605
257 | 234734 | Wall | int_wall | Floor 1 Reception | 11.1484 | 800 | 0.39 | 6.75 | G01 13mm gypsum board | 0.0127 | [10 empty] | 800 | 0.39 | 6.75 | G01 13mm gypsum board | 0.0127 | 113.2674 | 113.2674 |  |  | 764.5549 | 764.5549 |  |  | 1529.1097 | 44.1743 | 44.1743 |  |  | 88.3486
258 | 57B162 | Wall | int_wall | Floor 1 Reception | 7.4322 | 800 | 0.39 | 6.75 | G01 13mm gypsum board | 0.0127 | [10 empty] | 800 | 0.39 | 6.75 | G01 13mm gypsum board | 0.0127 | 75.5116 | 75.5116 |  |  | 509.7032 | 509.7032 |  |  | 1019.4065 | 29.4495 | 29.4495 |  |  | 58.899
259 | 7BB928 | Wall | int_wall | Floor 1 Reception | 19.5096 | 800 | 0.39 | 6.75 | G01 13mm gypsum board | 0.0127 | [10 empty] | 800 | 0.39 | 6.75 | G01 13mm gypsum board | 0.0127 | 198.2179 | 198.2179 |  |  | 1337.971 | 1337.971 |  |  | 2675.942 | 77.305 | 77.305 |  |  | 154.61
260 | 11E9BF | Wall | int_wall | Floor 1 Reception Hall | 7.4322 | 800 | 0.39 | 6.75 | G01 13mm gypsum board | 0.0127 | [10 empty] | 800 | 0.39 | 6.75 | G01 13mm gypsum board | 0.0127 | 75.5116 | 75.5116 |  |  | 509.7032 | 509.7032 |  |  | 1019.4065 | 29.4495 | 29.4495 |  |  | 58.899
261 | 839A66 | Wall | int_wall | Floor 1 Reception Hall | 6.5032 | 800 | 0.39 | 6.75 | G01 13mm gypsum board | 0.0127 | [10 empty] | 800 | 0.39 | 6.75 | G01 13mm gypsum board | 0.0127 | 66.0726 | 66.0726 |  |  | 445.9903 | 445.9903 |  |  | 891.9807 | 25.7683 | 25.7683 |  |  | 51.5367
262 | FE2C3E | Wall | int_wall | Floor 1 Reception Hall | 7.4322 | 800 | 0.39 | 6.75 | G01 13mm gypsum board | 0.0127 | [10 empty] | 800 | 0.39 | 6.75 | G01 13mm gypsum board | 0.0127 | 75.5116 | 75.5116 |  |  | 509.7032 | 509.7032 |  |  | 1019.4065 | 29.4495 | 29.4495 |  |  | 58.899
263 | CD7BAD | Wall | int_wall | Floor 1 Reception Hall | 14.8645 | 800 | 0.39 | 6.75 | G01 13mm gypsum board | 0.0127 | [10 empty] | 800 | 0.39 | 6.75 | G01 13mm gypsum board | 0.0127 | 151.0232 | 151.0232 |  |  | 1019.4065 | 1019.4065 |  |  | 2038.813 | 58.899 | 58.899 |  |  | 117.7981
264 | 6A1AB7 | Wall | int_wall | Floor 1 Reception Hall | 8.3613 | 800 | 0.39 | 6.75 | G01 13mm gypsum board | 0.0127 | [10 empty] | 800 | 0.39 | 6.75 | G01 13mm gypsum board | 0.0127 | 84.9505 | 84.9505 |  |  | 573.4161 | 573.4161 |  |  | 1146.8323 | 33.1307 | 33.1307 |  |  | 66.2614
265 | F4FE92 | Wall | int_wall | Floor 1 Recovery Room | 11.1484 | 800 | 0.39 | 6.75 | G01 13mm gypsum board | 0.0127 | [10 empty] | 800 | 0.39 | 6.75 | G01 13mm gypsum board | 0.0127 | 113.2674 | 113.2674 |  |  | 764.5549 | 764.5549 |  |  | 1529.1097 | 44.1743 | 44.1743 |  |  | 88.3486
266 | 66B6F7 | Wall | int_wall | Floor 1 Recovery Room | 11.1484 | 800 | 0.39 | 6.75 | G01 13mm gypsum board | 0.0127 | [10 empty] | 800 | 0.39 | 6.75 | G01 13mm gypsum board | 0.0127 | 113.2674 | 113.2674 |  |  | 764.5549 | 764.5549 |  |  | 1529.1097 | 44.1743 | 44.1743 |  |  | 88.3486
267 | 72C4ED | Wall | int_wall | Floor 1 Recovery Room | 41.8064 | 800 | 0.39 | 6.75 | G01 13mm gypsum board | 0.0127 | [10 empty] | 800 | 0.39 | 6.75 | G01 13mm gypsum board | 0.0127 | 424.7527 | 424.7527 |  |  | 2867.0807 | 2867.0807 |  |  | 5734.1614 | 165.6536 | 165.6536 |  |  | 331.3071
268 | 612A96 | Wall | int_wall | Floor 1 Scheduling | 15.7935 | 800 | 0.39 | 6.75 | G01 13mm gypsum board | 0.0127 | [10 empty] | 800 | 0.39 | 6.75 | G01 13mm gypsum board | 0.0127 | 160.4621 | 160.4621 |  |  | 1083.1194 | 1083.1194 |  |  | 2166.2388 | 62.5802 | 62.5802 |  |  | 125.1605
269 | BDC047 | Wall | int_wall | Floor 1 Scheduling | 6.5032 | 800 | 0.39 | 6.75 | G01 13mm gypsum board | 0.0127 | [10 empty] | 800 | 0.39 | 6.75 | G01 13mm gypsum board | 0.0127 | 66.0726 | 66.0726 |  |  | 445.9903 | 445.9903 |  |  | 891.9807 | 25.7683 | 25.7683 |  |  | 51.5367
270 | 42E287 | Wall | int_wall | Floor 1 Scheduling | 15.7935 | 800 | 0.39 | 6.75 | G01 13mm gypsum board | 0.0127 | [10 empty] | 800 | 0.39 | 6.75 | G01 13mm gypsum board | 0.0127 | 160.4621 | 160.4621 |  |  | 1083.1194 | 1083.1194 |  |  | 2166.2388 | 62.5802 | 62.5802 |  |  | 125.1605
271 | 7816FD | Wall | int_wall | Floor 1 Scrub | 13.0064 | 800 | 0.39 | 6.75 | G01 13mm gypsum board | 0.0127 | [10 empty] | 800 | 0.39 | 6.75 | G01 13mm gypsum board | 0.0127 | 132.1453 | 132.1453 |  |  | 891.9807 | 891.9807 |  |  | 1783.9613 | 51.5367 | 51.5367 |  |  | 103.0733
272 | 1B2EF8 | Wall | int_wall | Floor 1 Scrub | 13.0064 | 800 | 0.39 | 6.75 | G01 13mm gypsum board | 0.0127 | [10 empty] | 800 | 0.39 | 6.75 | G01 13mm gypsum board | 0.0127 | 132.1453 | 132.1453 |  |  | 891.9807 | 891.9807 |  |  | 1783.9613 | 51.5367 | 51.5367 |  |  | 103.0733
273 | 24EAE3 | Wall | int_wall | Floor 1 Scrub | 5.5742 | 800 | 0.39 | 6.75 | G01 13mm gypsum board | 0.0127 | [10 empty] | 800 | 0.39 | 6.75 | G01 13mm gypsum board | 0.0127 | 56.6337 | 56.6337 |  |  | 382.2774 | 382.2774 |  |  | 764.5549 | 22.0871 | 22.0871 |  |  | 44.1743
274 | 9DB411 | Wall | int_wall | Floor 1 Scrub | 5.5742 | 800 | 0.39 | 6.75 | G01 13mm gypsum board | 0.0127 | [10 empty] | 800 | 0.39 | 6.75 | G01 13mm gypsum board | 0.0127 | 56.6337 | 56.6337 |  |  | 382.2774 | 382.2774 |  |  | 764.5549 | 22.0871 | 22.0871 |  |  | 44.1743
275 | 762F8C | Wall | int_wall | Floor 1 Soil | 2.7871 | 800 | 0.39 | 6.75 | G01 13mm gypsum board | 0.0127 | [10 empty] | 800 | 0.39 | 6.75 | G01 13mm gypsum board | 0.0127 | 28.3168 | 28.3168 |  |  | 191.1387 | 191.1387 |  |  | 382.2774 | 11.0436 | 11.0436 |  |  | 22.0871
276 | 5D199F | Wall | int_wall | Floor 1 Soil | 2.7871 | 800 | 0.39 | 6.75 | G01 13mm gypsum board | 0.0127 | [10 empty] | 800 | 0.39 | 6.75 | G01 13mm gypsum board | 0.0127 | 28.3168 | 28.3168 |  |  | 191.1387 | 191.1387 |  |  | 382.2774 | 11.0436 | 11.0436 |  |  | 22.0871
277 | ACADA4 | Wall | int_wall | Floor 1 Soil | 13.0064 | 800 | 0.39 | 6.75 | G01 13mm gypsum board | 0.0127 | [10 empty] | 800 | 0.39 | 6.75 | G01 13mm gypsum board | 0.0127 | 132.1453 | 132.1453 |  |  | 891.9807 | 891.9807 |  |  | 1783.9613 | 51.5367 | 51.5367 |  |  | 103.0733
278 | 4398AD | Wall | int_wall | Floor 1 Soil | 8.3613 | 800 | 0.39 | 6.75 | G01 13mm gypsum board | 0.0127 | [10 empty] | 800 | 0.39 | 6.75 | G01 13mm gypsum board | 0.0127 | 84.9505 | 84.9505 |  |  | 573.4161 | 573.4161 |  |  | 1146.8323 | 33.1307 | 33.1307 |  |  | 66.2614
279 | 9E478E | Wall | int_wall | Floor 1 Soil | 5.5742 | 800 | 0.39 | 6.75 | G01 13mm gypsum board | 0.0127 | [10 empty] | 800 | 0.39 | 6.75 | G01 13mm gypsum board | 0.0127 | 56.6337 | 56.6337 |  |  | 382.2774 | 382.2774 |  |  | 764.5549 | 22.0871 | 22.0871 |  |  | 44.1743
280 | 6B967C | Wall | int_wall | Floor 1 Soil | 10.2193 | 800 | 0.39 | 6.75 | G01 13mm gypsum board | 0.0127 | [10 empty] | 800 | 0.39 | 6.75 | G01 13mm gypsum board | 0.0127 | 103.8284 | 103.8284 |  |  | 700.842 | 700.842 |  |  | 1401.6839 | 40.4931 | 40.4931 |  |  | 80.9862
281 | A1087A | Wall | int_wall | Floor 1 Soil Hold | 7.4322 | 800 | 0.39 | 6.75 | G01 13mm gypsum board | 0.0127 | [10 empty] | 800 | 0.39 | 6.75 | G01 13mm gypsum board | 0.0127 | 75.5116 | 75.5116 |  |  | 509.7032 | 509.7032 |  |  | 1019.4065 | 29.4495 | 29.4495 |  |  | 58.899
282 | 41CE25 | Wall | int_wall | Floor 1 Soil Hold | 7.4322 | 800 | 0.39 | 6.75 | G01 13mm gypsum board | 0.0127 | [10 empty] | 800 | 0.39 | 6.75 | G01 13mm gypsum board | 0.0127 | 75.5116 | 75.5116 |  |  | 509.7032 | 509.7032 |  |  | 1019.4065 | 29.4495 | 29.4495 |  |  | 58.899
283 | 9A776E | Wall | int_wall | Floor 1 Soil Hold | 6.5032 | 800 | 0.39 | 6.75 | G01 13mm gypsum board | 0.0127 | [10 empty] | 800 | 0.39 | 6.75 | G01 13mm gypsum board | 0.0127 | 66.0726 | 66.0726 |  |  | 445.9903 | 445.9903 |  |  | 891.9807 | 25.7683 | 25.7683 |  |  | 51.5367
284 | 9ABA5B | Wall | int_wall | Floor 1 Soil Hold | 6.5032 | 800 | 0.39 | 6.75 | G01 13mm gypsum board | 0.0127 | [10 empty] | 800 | 0.39 | 6.75 | G01 13mm gypsum board | 0.0127 | 66.0726 | 66.0726 |  |  | 445.9903 | 445.9903 |  |  | 891.9807 | 25.7683 | 25.7683 |  |  | 51.5367
285 | 37E2C7 | Wall | int_wall | Floor 1 Soil Work | 11.1484 | 800 | 0.39 | 6.75 | G01 13mm gypsum board | 0.0127 | [10 empty] | 800 | 0.39 | 6.75 | G01 13mm gypsum board | 0.0127 | 113.2674 | 113.2674 |  |  | 764.5549 | 764.5549 |  |  | 1529.1097 | 44.1743 | 44.1743 |  |  | 88.3486
286 | 23683B | Wall | int_wall | Floor 1 Soil Work | 13.9355 | 800 | 0.39 | 6.75 | G01 13mm gypsum board | 0.0127 | [10 empty] | 800 | 0.39 | 6.75 | G01 13mm gypsum board | 0.0127 | 141.5842 | 141.5842 |  |  | 955.6936 | 955.6936 |  |  | 1911.3871 | 55.2179 | 55.2179 |  |  | 110.4357
287 | CA9655 | Wall | int_wall | Floor 1 Soil Work | 2.7871 | 800 | 0.39 | 6.75 | G01 13mm gypsum board | 0.0127 | [10 empty] | 800 | 0.39 | 6.75 | G01 13mm gypsum board | 0.0127 | 28.3168 | 28.3168 |  |  | 191.1387 | 191.1387 |  |  | 382.2774 | 11.0436 | 11.0436 |  |  | 22.0871
288 | 121DFF | Wall | int_wall | Floor 1 Soil Work | 13.9355 | 800 | 0.39 | 6.75 | G01 13mm gypsum board | 0.0127 | [10 empty] | 800 | 0.39 | 6.75 | G01 13mm gypsum board | 0.0127 | 141.5842 | 141.5842 |  |  | 955.6936 | 955.6936 |  |  | 1911.3871 | 55.2179 | 55.2179 |  |  | 110.4357
289 | FAE342 | Wall | int_wall | Floor 1 Soil Work | 8.3613 | 800 | 0.39 | 6.75 | G01 13mm gypsum board | 0.0127 | [10 empty] | 800 | 0.39 | 6.75 | G01 13mm gypsum board | 0.0127 | 84.9505 | 84.9505 |  |  | 573.4161 | 573.4161 |  |  | 1146.8323 | 33.1307 | 33.1307 |  |  | 66.2614
290 | 5FD018 | Wall | int_wall | Floor 1 Step Down | 7.4322 | 800 | 0.39 | 6.75 | G01 13mm gypsum board | 0.0127 | [10 empty] | 800 | 0.39 | 6.75 | G01 13mm gypsum board | 0.0127 | 75.5116 | 75.5116 |  |  | 509.7032 | 509.7032 |  |  | 1019.4065 | 29.4495 | 29.4495 |  |  | 58.899
291 | 809229 | Wall | int_wall | Floor 1 Step Down | 11.1484 | 800 | 0.39 | 6.75 | G01 13mm gypsum board | 0.0127 | [10 empty] | 800 | 0.39 | 6.75 | G01 13mm gypsum board | 0.0127 | 113.2674 | 113.2674 |  |  | 764.5549 | 764.5549 |  |  | 1529.1097 | 44.1743 | 44.1743 |  |  | 88.3486
292 | CA45DE | Wall | int_wall | Floor 1 Step Down | 8.3613 | 800 | 0.39 | 6.75 | G01 13mm gypsum board | 0.0127 | [10 empty] | 800 | 0.39 | 6.75 | G01 13mm gypsum board | 0.0127 | 84.9505 | 84.9505 |  |  | 573.4161 | 573.4161 |  |  | 1146.8323 | 33.1307 | 33.1307 |  |  | 66.2614
293 | 5B693D | Wall | int_wall | Floor 1 Step Down | 7.4322 | 800 | 0.39 | 6.75 | G01 13mm gypsum board | 0.0127 | [10 empty] | 800 | 0.39 | 6.75 | G01 13mm gypsum board | 0.0127 | 75.5116 | 75.5116 |  |  | 509.7032 | 509.7032 |  |  | 1019.4065 | 29.4495 | 29.4495 |  |  | 58.899
294 | 829DCE | Wall | int_wall | Floor 1 Sterile Hall | 13.0064 | 800 | 0.39 | 6.75 | G01 13mm gypsum board | 0.0127 | [10 empty] | 800 | 0.39 | 6.75 | G01 13mm gypsum board | 0.0127 | 132.1453 | 132.1453 |  |  | 891.9807 | 891.9807 |  |  | 1783.9613 | 51.5367 | 51.5367 |  |  | 103.0733
295 | E77E00 | Wall | int_wall | Floor 1 Sterile Hall | 21.3677 | 800 | 0.39 | 6.75 | G01 13mm gypsum board | 0.0127 | [10 empty] | 800 | 0.39 | 6.75 | G01 13mm gypsum board | 0.0127 | 217.0958 | 217.0958 |  |  | 1465.3968 | 1465.3968 |  |  | 2930.7936 | 84.6674 | 84.6674 |  |  | 169.3347
296 | 8C4FA5 | Wall | int_wall | Floor 1 Sterile Hall | 7.4322 | 800 | 0.39 | 6.75 | G01 13mm gypsum board | 0.0127 | [10 empty] | 800 | 0.39 | 6.75 | G01 13mm gypsum board | 0.0127 | 75.5116 | 75.5116 |  |  | 509.7032 | 509.7032 |  |  | 1019.4065 | 29.4495 | 29.4495 |  |  | 58.899
297 | B3A518 | Wall | int_wall | Floor 1 Sterile Hall | 11.1484 | 800 | 0.39 | 6.75 | G01 13mm gypsum board | 0.0127 | [10 empty] | 800 | 0.39 | 6.75 | G01 13mm gypsum board | 0.0127 | 113.2674 | 113.2674 |  |  | 764.5549 | 764.5549 |  |  | 1529.1097 | 44.1743 | 44.1743 |  |  | 88.3486
298 | 44686F | Wall | int_wall | Floor 1 Sterile Hall | 7.4322 | 800 | 0.39 | 6.75 | G01 13mm gypsum board | 0.0127 | [10 empty] | 800 | 0.39 | 6.75 | G01 13mm gypsum board | 0.0127 | 75.5116 | 75.5116 |  |  | 509.7032 | 509.7032 |  |  | 1019.4065 | 29.4495 | 29.4495 |  |  | 58.899
299 | 6A2C62 | Wall | int_wall | Floor 1 Sterile Hall | 11.1484 | 800 | 0.39 | 6.75 | G01 13mm gypsum board | 0.0127 | [10 empty] | 800 | 0.39 | 6.75 | G01 13mm gypsum board | 0.0127 | 113.2674 | 113.2674 |  |  | 764.5549 | 764.5549 |  |  | 1529.1097 | 44.1743 | 44.1743 |  |  | 88.3486
300 | A809DD | Wall | int_wall | Floor 1 Sterile Hall | 10.2193 | 800 | 0.39 | 6.75 | G01 13mm gypsum board | 0.0127 | [10 empty] | 800 | 0.39 | 6.75 | G01 13mm gypsum board | 0.0127 | 103.8284 | 103.8284 |  |  | 700.842 | 700.842 |  |  | 1401.6839 | 40.4931 | 40.4931 |  |  | 80.9862
301 | EE0E68 | Wall | int_wall | Floor 1 Sterile Hall | 11.1484 | 800 | 0.39 | 6.75 | G01 13mm gypsum board | 0.0127 | [10 empty] | 800 | 0.39 | 6.75 | G01 13mm gypsum board | 0.0127 | 113.2674 | 113.2674 |  |  | 764.5549 | 764.5549 |  |  | 1529.1097 | 44.1743 | 44.1743 |  |  | 88.3486
302 | 88AE01 | Wall | int_wall | Floor 1 Sterile Hall | 7.4322 | 800 | 0.39 | 6.75 | G01 13mm gypsum board | 0.0127 | [10 empty] | 800 | 0.39 | 6.75 | G01 13mm gypsum board | 0.0127 | 75.5116 | 75.5116 |  |  | 509.7032 | 509.7032 |  |  | 1019.4065 | 29.4495 | 29.4495 |  |  | 58.899
303 | 2C9CF4 | Wall | int_wall | Floor 1 Sterile Hall | 13.0064 | 800 | 0.39 | 6.75 | G01 13mm gypsum board | 0.0127 | [10 empty] | 800 | 0.39 | 6.75 | G01 13mm gypsum board | 0.0127 | 132.1453 | 132.1453 |  |  | 891.9807 | 891.9807 |  |  | 1783.9613 | 51.5367 | 51.5367 |  |  | 103.0733
304 | 765EA5 | Wall | int_wall | Floor 1 Sterile Hall | 22.2967 | 800 | 0.39 | 6.75 | G01 13mm gypsum board | 0.0127 | [10 empty] | 800 | 0.39 | 6.75 | G01 13mm gypsum board | 0.0127 | 226.5348 | 226.5348 |  |  | 1529.1097 | 1529.1097 |  |  | 3058.2194 | 88.3486 | 88.3486 |  |  | 176.6971
305 | 2B370E | Wall | int_wall | Floor 1 Sterile Hall | 6.5032 | 800 | 0.39 | 6.75 | G01 13mm gypsum board | 0.0127 | [10 empty] | 800 | 0.39 | 6.75 | G01 13mm gypsum board | 0.0127 | 66.0726 | 66.0726 |  |  | 445.9903 | 445.9903 |  |  | 891.9807 | 25.7683 | 25.7683 |  |  | 51.5367
306 | F30797 | Wall | int_wall | Floor 1 Sterile Hall | 8.3613 | 800 | 0.39 | 6.75 | G01 13mm gypsum board | 0.0127 | [10 empty] | 800 | 0.39 | 6.75 | G01 13mm gypsum board | 0.0127 | 84.9505 | 84.9505 |  |  | 573.4161 | 573.4161 |  |  | 1146.8323 | 33.1307 | 33.1307 |  |  | 66.2614
307 | 8043B2 | Wall | int_wall | Floor 1 Sterile Storage | 8.3613 | 800 | 0.39 | 6.75 | G01 13mm gypsum board | 0.0127 | [10 empty] | 800 | 0.39 | 6.75 | G01 13mm gypsum board | 0.0127 | 84.9505 | 84.9505 |  |  | 573.4161 | 573.4161 |  |  | 1146.8323 | 33.1307 | 33.1307 |  |  | 66.2614
308 | 38F548 | Wall | int_wall | Floor 1 Sterile Storage | 11.1484 | 800 | 0.39 | 6.75 | G01 13mm gypsum board | 0.0127 | [10 empty] | 800 | 0.39 | 6.75 | G01 13mm gypsum board | 0.0127 | 113.2674 | 113.2674 |  |  | 764.5549 | 764.5549 |  |  | 1529.1097 | 44.1743 | 44.1743 |  |  | 88.3486
309 | 96662A | Wall | int_wall | Floor 1 Sterile Storage | 5.5742 | 800 | 0.39 | 6.75 | G01 13mm gypsum board | 0.0127 | [10 empty] | 800 | 0.39 | 6.75 | G01 13mm gypsum board | 0.0127 | 56.6337 | 56.6337 |  |  | 382.2774 | 382.2774 |  |  | 764.5549 | 22.0871 | 22.0871 |  |  | 44.1743
310 | 1003C1 | Wall | int_wall | Floor 1 Sterile Storage | 30.658 | 800 | 0.39 | 6.75 | G01 13mm gypsum board | 0.0127 | [10 empty] | 800 | 0.39 | 6.75 | G01 13mm gypsum board | 0.0127 | 311.4853 | 311.4853 |  |  | 2102.5259 | 2102.5259 |  |  | 4205.0517 | 121.4793 | 121.4793 |  |  | 242.9585
311 | 863C6C | Wall | int_wall | Floor 1 Sterile Storage | 5.5742 | 800 | 0.39 | 6.75 | G01 13mm gypsum board | 0.0127 | [10 empty] | 800 | 0.39 | 6.75 | G01 13mm gypsum board | 0.0127 | 56.6337 | 56.6337 |  |  | 382.2774 | 382.2774 |  |  | 764.5549 | 22.0871 | 22.0871 |  |  | 44.1743
312 | 808817 | Wall | int_wall | Floor 1 Sterile Storage | 13.9355 | 800 | 0.39 | 6.75 | G01 13mm gypsum board | 0.0127 | [10 empty] | 800 | 0.39 | 6.75 | G01 13mm gypsum board | 0.0127 | 141.5842 | 141.5842 |  |  | 955.6936 | 955.6936 |  |  | 1911.3871 | 55.2179 | 55.2179 |  |  | 110.4357
313 | EA4B61 | Wall | int_wall | Floor 1 Sterile Storage | 8.3613 | 800 | 0.39 | 6.75 | G01 13mm gypsum board | 0.0127 | [10 empty] | 800 | 0.39 | 6.75 | G01 13mm gypsum board | 0.0127 | 84.9505 | 84.9505 |  |  | 573.4161 | 573.4161 |  |  | 1146.8323 | 33.1307 | 33.1307 |  |  | 66.2614
314 | 707E04 | Wall | int_wall | Floor 1 Storage | 14.8645 | 800 | 0.39 | 6.75 | G01 13mm gypsum board | 0.0127 | [10 empty] | 800 | 0.39 | 6.75 | G01 13mm gypsum board | 0.0127 | 151.0232 | 151.0232 |  |  | 1019.4065 | 1019.4065 |  |  | 2038.813 | 58.899 | 58.899 |  |  | 117.7981
315 | 891195 | Wall | int_wall | Floor 1 Storage | 11.1484 | 800 | 0.39 | 6.75 | G01 13mm gypsum board | 0.0127 | [10 empty] | 800 | 0.39 | 6.75 | G01 13mm gypsum board | 0.0127 | 113.2674 | 113.2674 |  |  | 764.5549 | 764.5549 |  |  | 1529.1097 | 44.1743 | 44.1743 |  |  | 88.3486
316 | 8B4DC1 | Wall | int_wall | Floor 1 Storage | 6.5032 | 800 | 0.39 | 6.75 | G01 13mm gypsum board | 0.0127 | [10 empty] | 800 | 0.39 | 6.75 | G01 13mm gypsum board | 0.0127 | 66.0726 | 66.0726 |  |  | 445.9903 | 445.9903 |  |  | 891.9807 | 25.7683 | 25.7683 |  |  | 51.5367
317 | 19D150 | Wall | int_wall | Floor 1 Storage | 6.5032 | 800 | 0.39 | 6.75 | G01 13mm gypsum board | 0.0127 | [10 empty] | 800 | 0.39 | 6.75 | G01 13mm gypsum board | 0.0127 | 66.0726 | 66.0726 |  |  | 445.9903 | 445.9903 |  |  | 891.9807 | 25.7683 | 25.7683 |  |  | 51.5367
318 | 814856 | Wall | int_wall | Floor 1 Storage | 6.5032 | 800 | 0.39 | 6.75 | G01 13mm gypsum board | 0.0127 | [10 empty] | 800 | 0.39 | 6.75 | G01 13mm gypsum board | 0.0127 | 66.0726 | 66.0726 |  |  | 445.9903 | 445.9903 |  |  | 891.9807 | 25.7683 | 25.7683 |  |  | 51.5367
319 | 5B533A | Wall | int_wall | Floor 1 Storage | 13.0064 | 800 | 0.39 | 6.75 | G01 13mm gypsum board | 0.0127 | [10 empty] | 800 | 0.39 | 6.75 | G01 13mm gypsum board | 0.0127 | 132.1453 | 132.1453 |  |  | 891.9807 | 891.9807 |  |  | 1783.9613 | 51.5367 | 51.5367 |  |  | 103.0733
320 | 76F2F2 | Wall | int_wall | Floor 1 Sub-Sterile | 13.0064 | 800 | 0.39 | 6.75 | G01 13mm gypsum board | 0.0127 | [10 empty] | 800 | 0.39 | 6.75 | G01 13mm gypsum board | 0.0127 | 132.1453 | 132.1453 |  |  | 891.9807 | 891.9807 |  |  | 1783.9613 | 51.5367 | 51.5367 |  |  | 103.0733
321 | D61127 | Wall | int_wall | Floor 1 Sub-Sterile | 13.0064 | 800 | 0.39 | 6.75 | G01 13mm gypsum board | 0.0127 | [10 empty] | 800 | 0.39 | 6.75 | G01 13mm gypsum board | 0.0127 | 132.1453 | 132.1453 |  |  | 891.9807 | 891.9807 |  |  | 1783.9613 | 51.5367 | 51.5367 |  |  | 103.0733
322 | 196C5F | Wall | int_wall | Floor 1 Sub-Sterile | 13.0064 | 800 | 0.39 | 6.75 | G01 13mm gypsum board | 0.0127 | [10 empty] | 800 | 0.39 | 6.75 | G01 13mm gypsum board | 0.0127 | 132.1453 | 132.1453 |  |  | 891.9807 | 891.9807 |  |  | 1783.9613 | 51.5367 | 51.5367 |  |  | 103.0733
323 | 39E49D | Wall | int_wall | Floor 1 Utility Hall | 8.3613 | 800 | 0.39 | 6.75 | G01 13mm gypsum board | 0.0127 | [10 empty] | 800 | 0.39 | 6.75 | G01 13mm gypsum board | 0.0127 | 84.9505 | 84.9505 |  |  | 573.4161 | 573.4161 |  |  | 1146.8323 | 33.1307 | 33.1307 |  |  | 66.2614
324 | F43F35 | Wall | int_wall | Floor 1 Utility Hall | 7.4322 | 800 | 0.39 | 6.75 | G01 13mm gypsum board | 0.0127 | [10 empty] | 800 | 0.39 | 6.75 | G01 13mm gypsum board | 0.0127 | 75.5116 | 75.5116 |  |  | 509.7032 | 509.7032 |  |  | 1019.4065 | 29.4495 | 29.4495 |  |  | 58.899
325 | 89BBEB | Wall | int_wall | Floor 1 Utility Hall | 7.4322 | 800 | 0.39 | 6.75 | G01 13mm gypsum board | 0.0127 | [10 empty] | 800 | 0.39 | 6.75 | G01 13mm gypsum board | 0.0127 | 75.5116 | 75.5116 |  |  | 509.7032 | 509.7032 |  |  | 1019.4065 | 29.4495 | 29.4495 |  |  | 58.899
326 | 87231D | Wall | int_wall | Floor 1 Utility Hall | 14.8645 | 800 | 0.39 | 6.75 | G01 13mm gypsum board | 0.0127 | [10 empty] | 800 | 0.39 | 6.75 | G01 13mm gypsum board | 0.0127 | 151.0232 | 151.0232 |  |  | 1019.4065 | 1019.4065 |  |  | 2038.813 | 58.899 | 58.899 |  |  | 117.7981
327 | C1C64E | Wall | int_wall | Floor 1 Utility Hall | 6.5032 | 800 | 0.39 | 6.75 | G01 13mm gypsum board | 0.0127 | [10 empty] | 800 | 0.39 | 6.75 | G01 13mm gypsum board | 0.0127 | 66.0726 | 66.0726 |  |  | 445.9903 | 445.9903 |  |  | 891.9807 | 25.7683 | 25.7683 |  |  | 51.5367
328 | 1D9EED | Wall | int_wall | Floor 1 Utility Hall | 2.7871 | 800 | 0.39 | 6.75 | G01 13mm gypsum board | 0.0127 | [10 empty] | 800 | 0.39 | 6.75 | G01 13mm gypsum board | 0.0127 | 28.3168 | 28.3168 |  |  | 191.1387 | 191.1387 |  |  | 382.2774 | 11.0436 | 11.0436 |  |  | 22.0871
329 | 20FB14 | Wall | int_wall | Floor 1 Utility Hall | 4.6452 | 800 | 0.39 | 6.75 | G01 13mm gypsum board | 0.0127 | [10 empty] | 800 | 0.39 | 6.75 | G01 13mm gypsum board | 0.0127 | 47.1947 | 47.1947 |  |  | 318.5645 | 318.5645 |  |  | 637.129 | 18.406 | 18.406 |  |  | 36.8119
330 | DEFACF | Wall | int_wall | Floor 1 Utility Hall | 7.4322 | 800 | 0.39 | 6.75 | G01 13mm gypsum board | 0.0127 | [10 empty] | 800 | 0.39 | 6.75 | G01 13mm gypsum board | 0.0127 | 75.5116 | 75.5116 |  |  | 509.7032 | 509.7032 |  |  | 1019.4065 | 29.4495 | 29.4495 |  |  | 58.899
331 | 2E8328 | Wall | int_wall | Floor 1 Utility Janitor | 6.5032 | 800 | 0.39 | 6.75 | G01 13mm gypsum board | 0.0127 | [10 empty] | 800 | 0.39 | 6.75 | G01 13mm gypsum board | 0.0127 | 66.0726 | 66.0726 |  |  | 445.9903 | 445.9903 |  |  | 891.9807 | 25.7683 | 25.7683 |  |  | 51.5367
332 | E321D9 | Wall | int_wall | Floor 1 Utility Janitor | 6.5032 | 800 | 0.39 | 6.75 | G01 13mm gypsum board | 0.0127 | [10 empty] | 800 | 0.39 | 6.75 | G01 13mm gypsum board | 0.0127 | 66.0726 | 66.0726 |  |  | 445.9903 | 445.9903 |  |  | 891.9807 | 25.7683 | 25.7683 |  |  | 51.5367
333 | E89C6C | Wall | int_wall | Floor 1 Utility Janitor | 5.5742 | 800 | 0.39 | 6.75 | G01 13mm gypsum board | 0.0127 | [10 empty] | 800 | 0.39 | 6.75 | G01 13mm gypsum board | 0.0127 | 56.6337 | 56.6337 |  |  | 382.2774 | 382.2774 |  |  | 764.5549 | 22.0871 | 22.0871 |  |  | 44.1743
334 | 816F6D | Wall | int_wall | Floor 1 Utility Janitor | 5.5742 | 800 | 0.39 | 6.75 | G01 13mm gypsum board | 0.0127 | [10 empty] | 800 | 0.39 | 6.75 | G01 13mm gypsum board | 0.0127 | 56.6337 | 56.6337 |  |  | 382.2774 | 382.2774 |  |  | 764.5549 | 22.0871 | 22.0871 |  |  | 44.1743
335 | EC28A9 | Wall | int_wall | Floor 1 Utility Room | 13.0064 | 800 | 0.39 | 6.75 | G01 13mm gypsum board | 0.0127 | [10 empty] | 800 | 0.39 | 6.75 | G01 13mm gypsum board | 0.0127 | 132.1453 | 132.1453 |  |  | 891.9807 | 891.9807 |  |  | 1783.9613 | 51.5367 | 51.5367 |  |  | 103.0733
336 | 204CB9 | Wall | int_wall | Floor 1 Utility Room | 18.5806 | 800 | 0.39 | 6.75 | G01 13mm gypsum board | 0.0127 | [10 empty] | 800 | 0.39 | 6.75 | G01 13mm gypsum board | 0.0127 | 188.779 | 188.779 |  |  | 1274.2581 | 1274.2581 |  |  | 2548.5162 | 73.6238 | 73.6238 |  |  | 147.2476
337 | 62475F | Wall | int_wall | Floor 1 Utility Room | 8.3613 | 800 | 0.39 | 6.75 | G01 13mm gypsum board | 0.0127 | [10 empty] | 800 | 0.39 | 6.75 | G01 13mm gypsum board | 0.0127 | 84.9505 | 84.9505 |  |  | 573.4161 | 573.4161 |  |  | 1146.8323 | 33.1307 | 33.1307 |  |  | 66.2614
338 | 87BFF9 | Wall | int_wall | Floor 1 Utility Room | 8.3613 | 800 | 0.39 | 6.75 | G01 13mm gypsum board | 0.0127 | [10 empty] | 800 | 0.39 | 6.75 | G01 13mm gypsum board | 0.0127 | 84.9505 | 84.9505 |  |  | 573.4161 | 573.4161 |  |  | 1146.8323 | 33.1307 | 33.1307 |  |  | 66.2614
339 | 23CCB1 | Wall | int_wall | Floor 1 Utility Room | 5.5742 | 800 | 0.39 | 6.75 | G01 13mm gypsum board | 0.0127 | [10 empty] | 800 | 0.39 | 6.75 | G01 13mm gypsum board | 0.0127 | 56.6337 | 56.6337 |  |  | 382.2774 | 382.2774 |  |  | 764.5549 | 22.0871 | 22.0871 |  |  | 44.1743
340 | 231744 | Wall | int_wall | Floor 1 Vestibule | 8.3613 | 800 | 0.39 | 6.75 | G01 13mm gypsum board | 0.0127 | [10 empty] | 800 | 0.39 | 6.75 | G01 13mm gypsum board | 0.0127 | 84.9505 | 84.9505 |  |  | 573.4161 | 573.4161 |  |  | 1146.8323 | 33.1307 | 33.1307 |  |  | 66.2614
341 | 2FEACD | Wall | int_wall | Floor 1 Vestibule | 8.3613 | 800 | 0.39 | 6.75 | G01 13mm gypsum board | 0.0127 | [10 empty] | 800 | 0.39 | 6.75 | G01 13mm gypsum board | 0.0127 | 84.9505 | 84.9505 |  |  | 573.4161 | 573.4161 |  |  | 1146.8323 | 33.1307 | 33.1307 |  |  | 66.2614
342 | AA1709 | Wall | int_wall | Floor 1 Vestibule | 7.4322 | 800 | 0.39 | 6.75 | G01 13mm gypsum board | 0.0127 | [10 empty] | 800 | 0.39 | 6.75 | G01 13mm gypsum board | 0.0127 | 75.5116 | 75.5116 |  |  | 509.7032 | 509.7032 |  |  | 1019.4065 | 29.4495 | 29.4495 |  |  | 58.899
343 | 9AC2E9 | Wall | int_wall | Floor 2 Conference | 13.0064 | 800 | 0.39 | 6.75 | G01 13mm gypsum board | 0.0127 | [10 empty] | 800 | 0.39 | 6.75 | G01 13mm gypsum board | 0.0127 | 132.1453 | 132.1453 |  |  | 891.9807 | 891.9807 |  |  | 1783.9613 | 51.5367 | 51.5367 |  |  | 103.0733
344 | 436189 | Wall | int_wall | Floor 2 Conference | 11.1484 | 800 | 0.39 | 6.75 | G01 13mm gypsum board | 0.0127 | [10 empty] | 800 | 0.39 | 6.75 | G01 13mm gypsum board | 0.0127 | 113.2674 | 113.2674 |  |  | 764.5549 | 764.5549 |  |  | 1529.1097 | 44.1743 | 44.1743 |  |  | 88.3486
345 | B184C1 | Wall | int_wall | Floor 2 Conference | 5.5742 | 800 | 0.39 | 6.75 | G01 13mm gypsum board | 0.0127 | [10 empty] | 800 | 0.39 | 6.75 | G01 13mm gypsum board | 0.0127 | 56.6337 | 56.6337 |  |  | 382.2774 | 382.2774 |  |  | 764.5549 | 22.0871 | 22.0871 |  |  | 44.1743
346 | BC8EB7 | Wall | int_wall | Floor 2 Conference | 7.4322 | 800 | 0.39 | 6.75 | G01 13mm gypsum board | 0.0127 | [10 empty] | 800 | 0.39 | 6.75 | G01 13mm gypsum board | 0.0127 | 75.5116 | 75.5116 |  |  | 509.7032 | 509.7032 |  |  | 1019.4065 | 29.4495 | 29.4495 |  |  | 58.899
347 | F6D879 | Wall | int_wall | Floor 2 Conference Toilet | 7.4322 | 800 | 0.39 | 6.75 | G01 13mm gypsum board | 0.0127 | [10 empty] | 800 | 0.39 | 6.75 | G01 13mm gypsum board | 0.0127 | 75.5116 | 75.5116 |  |  | 509.7032 | 509.7032 |  |  | 1019.4065 | 29.4495 | 29.4495 |  |  | 58.899
348 | 1701A6 | Wall | int_wall | Floor 2 Conference Toilet | 7.4322 | 800 | 0.39 | 6.75 | G01 13mm gypsum board | 0.0127 | [10 empty] | 800 | 0.39 | 6.75 | G01 13mm gypsum board | 0.0127 | 75.5116 | 75.5116 |  |  | 509.7032 | 509.7032 |  |  | 1019.4065 | 29.4495 | 29.4495 |  |  | 58.899
349 | 772842 | Wall | int_wall | Floor 2 Conference Toilet | 7.4322 | 800 | 0.39 | 6.75 | G01 13mm gypsum board | 0.0127 | [10 empty] | 800 | 0.39 | 6.75 | G01 13mm gypsum board | 0.0127 | 75.5116 | 75.5116 |  |  | 509.7032 | 509.7032 |  |  | 1019.4065 | 29.4495 | 29.4495 |  |  | 58.899
350 | 3C9825 | Wall | int_wall | Floor 2 Conference Toilet | 7.4322 | 800 | 0.39 | 6.75 | G01 13mm gypsum board | 0.0127 | [10 empty] | 800 | 0.39 | 6.75 | G01 13mm gypsum board | 0.0127 | 75.5116 | 75.5116 |  |  | 509.7032 | 509.7032 |  |  | 1019.4065 | 29.4495 | 29.4495 |  |  | 58.899
351 | 296861 | Wall | int_wall | Floor 2 Dictation | 9.2903 | 800 | 0.39 | 6.75 | G01 13mm gypsum board | 0.0127 | [10 empty] | 800 | 0.39 | 6.75 | G01 13mm gypsum board | 0.0127 | 94.3895 | 94.3895 |  |  | 637.129 | 637.129 |  |  | 1274.2581 | 36.8119 | 36.8119 |  |  | 73.6238
352 | 3D4DE8 | Wall | int_wall | Floor 2 Dictation | 9.2903 | 800 | 0.39 | 6.75 | G01 13mm gypsum board | 0.0127 | [10 empty] | 800 | 0.39 | 6.75 | G01 13mm gypsum board | 0.0127 | 94.3895 | 94.3895 |  |  | 637.129 | 637.129 |  |  | 1274.2581 | 36.8119 | 36.8119 |  |  | 73.6238
353 | 8A5790 | Wall | int_wall | Floor 2 Dictation | 6.5032 | 800 | 0.39 | 6.75 | G01 13mm gypsum board | 0.0127 | [10 empty] | 800 | 0.39 | 6.75 | G01 13mm gypsum board | 0.0127 | 66.0726 | 66.0726 |  |  | 445.9903 | 445.9903 |  |  | 891.9807 | 25.7683 | 25.7683 |  |  | 51.5367
354 | 2DB420 | Wall | int_wall | Floor 2 Dictation | 6.5032 | 800 | 0.39 | 6.75 | G01 13mm gypsum board | 0.0127 | [10 empty] | 800 | 0.39 | 6.75 | G01 13mm gypsum board | 0.0127 | 66.0726 | 66.0726 |  |  | 445.9903 | 445.9903 |  |  | 891.9807 | 25.7683 | 25.7683 |  |  | 51.5367
355 | 640E64 | Wall | int_wall | Floor 2 Exam 1 | 27.8709 | 800 | 0.39 | 6.75 | G01 13mm gypsum board | 0.0127 | [10 empty] | 800 | 0.39 | 6.75 | G01 13mm gypsum board | 0.0127 | 283.1685 | 283.1685 |  |  | 1911.3871 | 1911.3871 |  |  | 3822.7743 | 110.4357 | 110.4357 |  |  | 220.8714
356 | 10E44F | Wall | int_wall | Floor 2 Exam 1 | 11.1484 | 800 | 0.39 | 6.75 | G01 13mm gypsum board | 0.0127 | [10 empty] | 800 | 0.39 | 6.75 | G01 13mm gypsum board | 0.0127 | 113.2674 | 113.2674 |  |  | 764.5549 | 764.5549 |  |  | 1529.1097 | 44.1743 | 44.1743 |  |  | 88.3486
357 | 4EE021 | Wall | int_wall | Floor 2 Exam 2 | 27.8709 | 800 | 0.39 | 6.75 | G01 13mm gypsum board | 0.0127 | [10 empty] | 800 | 0.39 | 6.75 | G01 13mm gypsum board | 0.0127 | 283.1685 | 283.1685 |  |  | 1911.3871 | 1911.3871 |  |  | 3822.7743 | 110.4357 | 110.4357 |  |  | 220.8714
358 | 6ED237 | Wall | int_wall | Floor 2 Exam 2 | 27.8709 | 800 | 0.39 | 6.75 | G01 13mm gypsum board | 0.0127 | [10 empty] | 800 | 0.39 | 6.75 | G01 13mm gypsum board | 0.0127 | 283.1685 | 283.1685 |  |  | 1911.3871 | 1911.3871 |  |  | 3822.7743 | 110.4357 | 110.4357 |  |  | 220.8714
359 | ADD799 | Wall | int_wall | Floor 2 Exam 2 | 16.7225 | 800 | 0.39 | 6.75 | G01 13mm gypsum board | 0.0127 | [10 empty] | 800 | 0.39 | 6.75 | G01 13mm gypsum board | 0.0127 | 169.9011 | 169.9011 |  |  | 1146.8323 | 1146.8323 |  |  | 2293.6646 | 66.2614 | 66.2614 |  |  | 132.5228
360 | DFA4B1 | Wall | int_wall | Floor 2 Exam 3 | 22.2967 | 800 | 0.39 | 6.75 | G01 13mm gypsum board | 0.0127 | [10 empty] | 800 | 0.39 | 6.75 | G01 13mm gypsum board | 0.0127 | 226.5348 | 226.5348 |  |  | 1529.1097 | 1529.1097 |  |  | 3058.2194 | 88.3486 | 88.3486 |  |  | 176.6971
361 | F23BF4 | Wall | int_wall | Floor 2 Exam 3 | 27.8709 | 800 | 0.39 | 6.75 | G01 13mm gypsum board | 0.0127 | [10 empty] | 800 | 0.39 | 6.75 | G01 13mm gypsum board | 0.0127 | 283.1685 | 283.1685 |  |  | 1911.3871 | 1911.3871 |  |  | 3822.7743 | 110.4357 | 110.4357 |  |  | 220.8714
362 | 26E66C | Wall | int_wall | Floor 2 Exam 3 | 27.8709 | 800 | 0.39 | 6.75 | G01 13mm gypsum board | 0.0127 | [10 empty] | 800 | 0.39 | 6.75 | G01 13mm gypsum board | 0.0127 | 283.1685 | 283.1685 |  |  | 1911.3871 | 1911.3871 |  |  | 3822.7743 | 110.4357 | 110.4357 |  |  | 220.8714
363 | 7C84B6 | Wall | int_wall | Floor 2 Exam 4 | 11.1484 | 800 | 0.39 | 6.75 | G01 13mm gypsum board | 0.0127 | [10 empty] | 800 | 0.39 | 6.75 | G01 13mm gypsum board | 0.0127 | 113.2674 | 113.2674 |  |  | 764.5549 | 764.5549 |  |  | 1529.1097 | 44.1743 | 44.1743 |  |  | 88.3486
364 | D88779 | Wall | int_wall | Floor 2 Exam 4 | 6.5032 | 800 | 0.39 | 6.75 | G01 13mm gypsum board | 0.0127 | [10 empty] | 800 | 0.39 | 6.75 | G01 13mm gypsum board | 0.0127 | 66.0726 | 66.0726 |  |  | 445.9903 | 445.9903 |  |  | 891.9807 | 25.7683 | 25.7683 |  |  | 51.5367
365 | 577E2E | Wall | int_wall | Floor 2 Exam 4 | 11.1484 | 800 | 0.39 | 6.75 | G01 13mm gypsum board | 0.0127 | [10 empty] | 800 | 0.39 | 6.75 | G01 13mm gypsum board | 0.0127 | 113.2674 | 113.2674 |  |  | 764.5549 | 764.5549 |  |  | 1529.1097 | 44.1743 | 44.1743 |  |  | 88.3486
366 | 83B6E3 | Wall | int_wall | Floor 2 Exam 5 | 13.0064 | 800 | 0.39 | 6.75 | G01 13mm gypsum board | 0.0127 | [10 empty] | 800 | 0.39 | 6.75 | G01 13mm gypsum board | 0.0127 | 132.1453 | 132.1453 |  |  | 891.9807 | 891.9807 |  |  | 1783.9613 | 51.5367 | 51.5367 |  |  | 103.0733
367 | AC956A | Wall | int_wall | Floor 2 Exam 5 | 23.2258 | 800 | 0.39 | 6.75 | G01 13mm gypsum board | 0.0127 | [10 empty] | 800 | 0.39 | 6.75 | G01 13mm gypsum board | 0.0127 | 235.9737 | 235.9737 |  |  | 1592.8226 | 1592.8226 |  |  | 3185.6452 | 92.0298 | 92.0298 |  |  | 184.0595
368 | BFA29B | Wall | int_wall | Floor 2 Exam 5 | 13.0064 | 800 | 0.39 | 6.75 | G01 13mm gypsum board | 0.0127 | [10 empty] | 800 | 0.39 | 6.75 | G01 13mm gypsum board | 0.0127 | 132.1453 | 132.1453 |  |  | 891.9807 | 891.9807 |  |  | 1783.9613 | 51.5367 | 51.5367 |  |  | 103.0733
369 | F29458 | Wall | int_wall | Floor 2 Exam 6 | 13.9355 | 800 | 0.39 | 6.75 | G01 13mm gypsum board | 0.0127 | [10 empty] | 800 | 0.39 | 6.75 | G01 13mm gypsum board | 0.0127 | 141.5842 | 141.5842 |  |  | 955.6936 | 955.6936 |  |  | 1911.3871 | 55.2179 | 55.2179 |  |  | 110.4357
370 | 1EB5B1 | Wall | int_wall | Floor 2 Exam 6 | 7.4322 | 800 | 0.39 | 6.75 | G01 13mm gypsum board | 0.0127 | [10 empty] | 800 | 0.39 | 6.75 | G01 13mm gypsum board | 0.0127 | 75.5116 | 75.5116 |  |  | 509.7032 | 509.7032 |  |  | 1019.4065 | 29.4495 | 29.4495 |  |  | 58.899
371 | 47CE83 | Wall | int_wall | Floor 2 Exam 6 | 13.9355 | 800 | 0.39 | 6.75 | G01 13mm gypsum board | 0.0127 | [10 empty] | 800 | 0.39 | 6.75 | G01 13mm gypsum board | 0.0127 | 141.5842 | 141.5842 |  |  | 955.6936 | 955.6936 |  |  | 1911.3871 | 55.2179 | 55.2179 |  |  | 110.4357
372 | A8FC82 | Wall | int_wall | Floor 2 Exam 6 | 6.5032 | 800 | 0.39 | 6.75 | G01 13mm gypsum board | 0.0127 | [10 empty] | 800 | 0.39 | 6.75 | G01 13mm gypsum board | 0.0127 | 66.0726 | 66.0726 |  |  | 445.9903 | 445.9903 |  |  | 891.9807 | 25.7683 | 25.7683 |  |  | 51.5367
373 | 247258 | Wall | int_wall | Floor 2 Exam 7 | 30.658 | 800 | 0.39 | 6.75 | G01 13mm gypsum board | 0.0127 | [10 empty] | 800 | 0.39 | 6.75 | G01 13mm gypsum board | 0.0127 | 311.4853 | 311.4853 |  |  | 2102.5259 | 2102.5259 |  |  | 4205.0517 | 121.4793 | 121.4793 |  |  | 242.9585
374 | FF8B08 | Wall | int_wall | Floor 2 Exam 7 | 30.658 | 800 | 0.39 | 6.75 | G01 13mm gypsum board | 0.0127 | [10 empty] | 800 | 0.39 | 6.75 | G01 13mm gypsum board | 0.0127 | 311.4853 | 311.4853 |  |  | 2102.5259 | 2102.5259 |  |  | 4205.0517 | 121.4793 | 121.4793 |  |  | 242.9585
375 | F976A9 | Wall | int_wall | Floor 2 Exam 7 | 22.2967 | 800 | 0.39 | 6.75 | G01 13mm gypsum board | 0.0127 | [10 empty] | 800 | 0.39 | 6.75 | G01 13mm gypsum board | 0.0127 | 226.5348 | 226.5348 |  |  | 1529.1097 | 1529.1097 |  |  | 3058.2194 | 88.3486 | 88.3486 |  |  | 176.6971
376 | D7DC8D | Wall | int_wall | Floor 2 Exam 8 | 13.9355 | 800 | 0.39 | 6.75 | G01 13mm gypsum board | 0.0127 | [10 empty] | 800 | 0.39 | 6.75 | G01 13mm gypsum board | 0.0127 | 141.5842 | 141.5842 |  |  | 955.6936 | 955.6936 |  |  | 1911.3871 | 55.2179 | 55.2179 |  |  | 110.4357
377 | 6A2DCE | Wall | int_wall | Floor 2 Exam 8 | 13.9355 | 800 | 0.39 | 6.75 | G01 13mm gypsum board | 0.0127 | [10 empty] | 800 | 0.39 | 6.75 | G01 13mm gypsum board | 0.0127 | 141.5842 | 141.5842 |  |  | 955.6936 | 955.6936 |  |  | 1911.3871 | 55.2179 | 55.2179 |  |  | 110.4357
378 | 7A03ED | Wall | int_wall | Floor 2 Exam 8 | 16.7225 | 800 | 0.39 | 6.75 | G01 13mm gypsum board | 0.0127 | [10 empty] | 800 | 0.39 | 6.75 | G01 13mm gypsum board | 0.0127 | 169.9011 | 169.9011 |  |  | 1146.8323 | 1146.8323 |  |  | 2293.6646 | 66.2614 | 66.2614 |  |  | 132.5228
379 | 35051E | Wall | int_wall | Floor 2 Exam 9 | 30.658 | 800 | 0.39 | 6.75 | G01 13mm gypsum board | 0.0127 | [10 empty] | 800 | 0.39 | 6.75 | G01 13mm gypsum board | 0.0127 | 311.4853 | 311.4853 |  |  | 2102.5259 | 2102.5259 |  |  | 4205.0517 | 121.4793 | 121.4793 |  |  | 242.9585
380 | 685FFA | Wall | int_wall | Floor 2 Exam 9 | 30.658 | 800 | 0.39 | 6.75 | G01 13mm gypsum board | 0.0127 | [10 empty] | 800 | 0.39 | 6.75 | G01 13mm gypsum board | 0.0127 | 311.4853 | 311.4853 |  |  | 2102.5259 | 2102.5259 |  |  | 4205.0517 | 121.4793 | 121.4793 |  |  | 242.9585
381 | B51929 | Wall | int_wall | Floor 2 Exam 9 | 11.1484 | 800 | 0.39 | 6.75 | G01 13mm gypsum board | 0.0127 | [10 empty] | 800 | 0.39 | 6.75 | G01 13mm gypsum board | 0.0127 | 113.2674 | 113.2674 |  |  | 764.5549 | 764.5549 |  |  | 1529.1097 | 44.1743 | 44.1743 |  |  | 88.3486
382 | 9E6B6C | Wall | int_wall | Floor 2 Exam Hall 1 | 27.8709 | 800 | 0.39 | 6.75 | G01 13mm gypsum board | 0.0127 | [10 empty] | 800 | 0.39 | 6.75 | G01 13mm gypsum board | 0.0127 | 283.1685 | 283.1685 |  |  | 1911.3871 | 1911.3871 |  |  | 3822.7743 | 110.4357 | 110.4357 |  |  | 220.8714
383 | DF91E0 | Wall | int_wall | Floor 2 Exam Hall 1 | 5.5742 | 800 | 0.39 | 6.75 | G01 13mm gypsum board | 0.0127 | [10 empty] | 800 | 0.39 | 6.75 | G01 13mm gypsum board | 0.0127 | 56.6337 | 56.6337 |  |  | 382.2774 | 382.2774 |  |  | 764.5549 | 22.0871 | 22.0871 |  |  | 44.1743
384 | 53450D | Wall | int_wall | Floor 2 Exam Hall 1 | 27.8709 | 800 | 0.39 | 6.75 | G01 13mm gypsum board | 0.0127 | [10 empty] | 800 | 0.39 | 6.75 | G01 13mm gypsum board | 0.0127 | 283.1685 | 283.1685 |  |  | 1911.3871 | 1911.3871 |  |  | 3822.7743 | 110.4357 | 110.4357 |  |  | 220.8714
385 | 42FAB2 | Wall | int_wall | Floor 2 Exam Hall 2 | 27.8709 | 800 | 0.39 | 6.75 | G01 13mm gypsum board | 0.0127 | [10 empty] | 800 | 0.39 | 6.75 | G01 13mm gypsum board | 0.0127 | 283.1685 | 283.1685 |  |  | 1911.3871 | 1911.3871 |  |  | 3822.7743 | 110.4357 | 110.4357 |  |  | 220.8714
386 | 815D63 | Wall | int_wall | Floor 2 Exam Hall 2 | 5.5742 | 800 | 0.39 | 6.75 | G01 13mm gypsum board | 0.0127 | [10 empty] | 800 | 0.39 | 6.75 | G01 13mm gypsum board | 0.0127 | 56.6337 | 56.6337 |  |  | 382.2774 | 382.2774 |  |  | 764.5549 | 22.0871 | 22.0871 |  |  | 44.1743
387 | 6713DA | Wall | int_wall | Floor 2 Exam Hall 2 | 27.8709 | 800 | 0.39 | 6.75 | G01 13mm gypsum board | 0.0127 | [10 empty] | 800 | 0.39 | 6.75 | G01 13mm gypsum board | 0.0127 | 283.1685 | 283.1685 |  |  | 1911.3871 | 1911.3871 |  |  | 3822.7743 | 110.4357 | 110.4357 |  |  | 220.8714
388 | 479A9C | Wall | int_wall | Floor 2 Exam Hall 3 | 27.8709 | 800 | 0.39 | 6.75 | G01 13mm gypsum board | 0.0127 | [10 empty] | 800 | 0.39 | 6.75 | G01 13mm gypsum board | 0.0127 | 283.1685 | 283.1685 |  |  | 1911.3871 | 1911.3871 |  |  | 3822.7743 | 110.4357 | 110.4357 |  |  | 220.8714
389 | DA6040 | Wall | int_wall | Floor 2 Exam Hall 3 | 11.1484 | 800 | 0.39 | 6.75 | G01 13mm gypsum board | 0.0127 | [10 empty] | 800 | 0.39 | 6.75 | G01 13mm gypsum board | 0.0127 | 113.2674 | 113.2674 |  |  | 764.5549 | 764.5549 |  |  | 1529.1097 | 44.1743 | 44.1743 |  |  | 88.3486
390 | BC25F3 | Wall | int_wall | Floor 2 Exam Hall 3 | 5.5742 | 800 | 0.39 | 6.75 | G01 13mm gypsum board | 0.0127 | [10 empty] | 800 | 0.39 | 6.75 | G01 13mm gypsum board | 0.0127 | 56.6337 | 56.6337 |  |  | 382.2774 | 382.2774 |  |  | 764.5549 | 22.0871 | 22.0871 |  |  | 44.1743
391 | C08963 | Wall | int_wall | Floor 2 Exam Hall 3 | 7.4322 | 800 | 0.39 | 6.75 | G01 13mm gypsum board | 0.0127 | [10 empty] | 800 | 0.39 | 6.75 | G01 13mm gypsum board | 0.0127 | 75.5116 | 75.5116 |  |  | 509.7032 | 509.7032 |  |  | 1019.4065 | 29.4495 | 29.4495 |  |  | 58.899
392 | 36A02A | Wall | int_wall | Floor 2 Exam Hall 3 | 9.2903 | 800 | 0.39 | 6.75 | G01 13mm gypsum board | 0.0127 | [10 empty] | 800 | 0.39 | 6.75 | G01 13mm gypsum board | 0.0127 | 94.3895 | 94.3895 |  |  | 637.129 | 637.129 |  |  | 1274.2581 | 36.8119 | 36.8119 |  |  | 73.6238
393 | 46F148 | Wall | int_wall | Floor 2 Exam Hall 4 | 9.2903 | 800 | 0.39 | 6.75 | G01 13mm gypsum board | 0.0127 | [10 empty] | 800 | 0.39 | 6.75 | G01 13mm gypsum board | 0.0127 | 94.3895 | 94.3895 |  |  | 637.129 | 637.129 |  |  | 1274.2581 | 36.8119 | 36.8119 |  |  | 73.6238
394 | E7EC3B | Wall | int_wall | Floor 2 Exam Hall 4 | 5.5742 | 800 | 0.39 | 6.75 | G01 13mm gypsum board | 0.0127 | [10 empty] | 800 | 0.39 | 6.75 | G01 13mm gypsum board | 0.0127 | 56.6337 | 56.6337 |  |  | 382.2774 | 382.2774 |  |  | 764.5549 | 22.0871 | 22.0871 |  |  | 44.1743
395 | 55191F | Wall | int_wall | Floor 2 Exam Hall 4 | 30.658 | 800 | 0.39 | 6.75 | G01 13mm gypsum board | 0.0127 | [10 empty] | 800 | 0.39 | 6.75 | G01 13mm gypsum board | 0.0127 | 311.4853 | 311.4853 |  |  | 2102.5259 | 2102.5259 |  |  | 4205.0517 | 121.4793 | 121.4793 |  |  | 242.9585
396 | 3947B8 | Wall | int_wall | Floor 2 Exam Hall 4 | 13.9355 | 800 | 0.39 | 6.75 | G01 13mm gypsum board | 0.0127 | [10 empty] | 800 | 0.39 | 6.75 | G01 13mm gypsum board | 0.0127 | 141.5842 | 141.5842 |  |  | 955.6936 | 955.6936 |  |  | 1911.3871 | 55.2179 | 55.2179 |  |  | 110.4357
397 | 3B9E2E | Wall | int_wall | Floor 2 Exam Hall 4 | 7.4322 | 800 | 0.39 | 6.75 | G01 13mm gypsum board | 0.0127 | [10 empty] | 800 | 0.39 | 6.75 | G01 13mm gypsum board | 0.0127 | 75.5116 | 75.5116 |  |  | 509.7032 | 509.7032 |  |  | 1019.4065 | 29.4495 | 29.4495 |  |  | 58.899
398 | 247FD8 | Wall | int_wall | Floor 2 Exam Hall 5 | 5.5742 | 800 | 0.39 | 6.75 | G01 13mm gypsum board | 0.0127 | [10 empty] | 800 | 0.39 | 6.75 | G01 13mm gypsum board | 0.0127 | 56.6337 | 56.6337 |  |  | 382.2774 | 382.2774 |  |  | 764.5549 | 22.0871 | 22.0871 |  |  | 44.1743
399 | 2E6DF0 | Wall | int_wall | Floor 2 Exam Hall 5 | 13.9355 | 800 | 0.39 | 6.75 | G01 13mm gypsum board | 0.0127 | [10 empty] | 800 | 0.39 | 6.75 | G01 13mm gypsum board | 0.0127 | 141.5842 | 141.5842 |  |  | 955.6936 | 955.6936 |  |  | 1911.3871 | 55.2179 | 55.2179 |  |  | 110.4357
400 | 14F382 | Wall | int_wall | Floor 2 Exam Hall 5 | 30.658 | 800 | 0.39 | 6.75 | G01 13mm gypsum board | 0.0127 | [10 empty] | 800 | 0.39 | 6.75 | G01 13mm gypsum board | 0.0127 | 311.4853 | 311.4853 |  |  | 2102.5259 | 2102.5259 |  |  | 4205.0517 | 121.4793 | 121.4793 |  |  | 242.9585
401 | ED8563 | Wall | int_wall | Floor 2 Exam Hall 5 | 7.4322 | 800 | 0.39 | 6.75 | G01 13mm gypsum board | 0.0127 | [10 empty] | 800 | 0.39 | 6.75 | G01 13mm gypsum board | 0.0127 | 75.5116 | 75.5116 |  |  | 509.7032 | 509.7032 |  |  | 1019.4065 | 29.4495 | 29.4495 |  |  | 58.899
402 | A1BBBE | Wall | int_wall | Floor 2 Exam Hall 5 | 9.2903 | 800 | 0.39 | 6.75 | G01 13mm gypsum board | 0.0127 | [10 empty] | 800 | 0.39 | 6.75 | G01 13mm gypsum board | 0.0127 | 94.3895 | 94.3895 |  |  | 637.129 | 637.129 |  |  | 1274.2581 | 36.8119 | 36.8119 |  |  | 73.6238
403 | 942718 | Wall | int_wall | Floor 2 Exam Hall 6 | 5.5742 | 800 | 0.39 | 6.75 | G01 13mm gypsum board | 0.0127 | [10 empty] | 800 | 0.39 | 6.75 | G01 13mm gypsum board | 0.0127 | 56.6337 | 56.6337 |  |  | 382.2774 | 382.2774 |  |  | 764.5549 | 22.0871 | 22.0871 |  |  | 44.1743
404 | D2C12A | Wall | int_wall | Floor 2 Exam Hall 6 | 9.2903 | 800 | 0.39 | 6.75 | G01 13mm gypsum board | 0.0127 | [10 empty] | 800 | 0.39 | 6.75 | G01 13mm gypsum board | 0.0127 | 94.3895 | 94.3895 |  |  | 637.129 | 637.129 |  |  | 1274.2581 | 36.8119 | 36.8119 |  |  | 73.6238
405 | 5556EE | Wall | int_wall | Floor 2 Exam Hall 6 | 30.658 | 800 | 0.39 | 6.75 | G01 13mm gypsum board | 0.0127 | [10 empty] | 800 | 0.39 | 6.75 | G01 13mm gypsum board | 0.0127 | 311.4853 | 311.4853 |  |  | 2102.5259 | 2102.5259 |  |  | 4205.0517 | 121.4793 | 121.4793 |  |  | 242.9585
406 | D37566 | Wall | int_wall | Floor 2 Exam Hall 6 | 13.9355 | 800 | 0.39 | 6.75 | G01 13mm gypsum board | 0.0127 | [10 empty] | 800 | 0.39 | 6.75 | G01 13mm gypsum board | 0.0127 | 141.5842 | 141.5842 |  |  | 955.6936 | 955.6936 |  |  | 1911.3871 | 55.2179 | 55.2179 |  |  | 110.4357
407 | E7055D | Wall | int_wall | Floor 2 Exam Hall 6 | 7.4322 | 800 | 0.39 | 6.75 | G01 13mm gypsum board | 0.0127 | [10 empty] | 800 | 0.39 | 6.75 | G01 13mm gypsum board | 0.0127 | 75.5116 | 75.5116 |  |  | 509.7032 | 509.7032 |  |  | 1019.4065 | 29.4495 | 29.4495 |  |  | 58.899
408 | 4AD319 | Wall | int_wall | Floor 2 Janitor | 6.5032 | 800 | 0.39 | 6.75 | G01 13mm gypsum board | 0.0127 | [10 empty] | 800 | 0.39 | 6.75 | G01 13mm gypsum board | 0.0127 | 66.0726 | 66.0726 |  |  | 445.9903 | 445.9903 |  |  | 891.9807 | 25.7683 | 25.7683 |  |  | 51.5367
409 | E0C0A7 | Wall | int_wall | Floor 2 Janitor | 8.3613 | 800 | 0.39 | 6.75 | G01 13mm gypsum board | 0.0127 | [10 empty] | 800 | 0.39 | 6.75 | G01 13mm gypsum board | 0.0127 | 84.9505 | 84.9505 |  |  | 573.4161 | 573.4161 |  |  | 1146.8323 | 33.1307 | 33.1307 |  |  | 66.2614
410 | 97BB21 | Wall | int_wall | Floor 2 Lounge | 7.4322 | 800 | 0.39 | 6.75 | G01 13mm gypsum board | 0.0127 | [10 empty] | 800 | 0.39 | 6.75 | G01 13mm gypsum board | 0.0127 | 75.5116 | 75.5116 |  |  | 509.7032 | 509.7032 |  |  | 1019.4065 | 29.4495 | 29.4495 |  |  | 58.899
411 | 7620CF | Wall | int_wall | Floor 2 Lounge | 9.2903 | 800 | 0.39 | 6.75 | G01 13mm gypsum board | 0.0127 | [10 empty] | 800 | 0.39 | 6.75 | G01 13mm gypsum board | 0.0127 | 94.3895 | 94.3895 |  |  | 637.129 | 637.129 |  |  | 1274.2581 | 36.8119 | 36.8119 |  |  | 73.6238
412 | 680AA1 | Wall | int_wall | Floor 2 Lounge | 7.4322 | 800 | 0.39 | 6.75 | G01 13mm gypsum board | 0.0127 | [10 empty] | 800 | 0.39 | 6.75 | G01 13mm gypsum board | 0.0127 | 75.5116 | 75.5116 |  |  | 509.7032 | 509.7032 |  |  | 1019.4065 | 29.4495 | 29.4495 |  |  | 58.899
413 | A524F1 | Wall | int_wall | Floor 2 Lounge | 9.2903 | 800 | 0.39 | 6.75 | G01 13mm gypsum board | 0.0127 | [10 empty] | 800 | 0.39 | 6.75 | G01 13mm gypsum board | 0.0127 | 94.3895 | 94.3895 |  |  | 637.129 | 637.129 |  |  | 1274.2581 | 36.8119 | 36.8119 |  |  | 73.6238
414 | CBB2D7 | Wall | int_wall | Floor 2 Nurse Station 1 | 9.2903 | 800 | 0.39 | 6.75 | G01 13mm gypsum board | 0.0127 | [10 empty] | 800 | 0.39 | 6.75 | G01 13mm gypsum board | 0.0127 | 94.3895 | 94.3895 |  |  | 637.129 | 637.129 |  |  | 1274.2581 | 36.8119 | 36.8119 |  |  | 73.6238
415 | D0731B | Wall | int_wall | Floor 2 Nurse Station 1 | 13.9355 | 800 | 0.39 | 6.75 | G01 13mm gypsum board | 0.0127 | [10 empty] | 800 | 0.39 | 6.75 | G01 13mm gypsum board | 0.0127 | 141.5842 | 141.5842 |  |  | 955.6936 | 955.6936 |  |  | 1911.3871 | 55.2179 | 55.2179 |  |  | 110.4357
416 | ECDEDB | Wall | int_wall | Floor 2 Nurse Station 1 | 13.9355 | 800 | 0.39 | 6.75 | G01 13mm gypsum board | 0.0127 | [10 empty] | 800 | 0.39 | 6.75 | G01 13mm gypsum board | 0.0127 | 141.5842 | 141.5842 |  |  | 955.6936 | 955.6936 |  |  | 1911.3871 | 55.2179 | 55.2179 |  |  | 110.4357
417 | ED1D7F | Wall | int_wall | Floor 2 Nurse Station 1 | 9.2903 | 800 | 0.39 | 6.75 | G01 13mm gypsum board | 0.0127 | [10 empty] | 800 | 0.39 | 6.75 | G01 13mm gypsum board | 0.0127 | 94.3895 | 94.3895 |  |  | 637.129 | 637.129 |  |  | 1274.2581 | 36.8119 | 36.8119 |  |  | 73.6238
418 | A49FCC | Wall | int_wall | Floor 2 Nurse Station 2 | 9.2903 | 800 | 0.39 | 6.75 | G01 13mm gypsum board | 0.0127 | [10 empty] | 800 | 0.39 | 6.75 | G01 13mm gypsum board | 0.0127 | 94.3895 | 94.3895 |  |  | 637.129 | 637.129 |  |  | 1274.2581 | 36.8119 | 36.8119 |  |  | 73.6238
419 | 5DBD9D | Wall | int_wall | Floor 2 Nurse Station 2 | 16.7225 | 800 | 0.39 | 6.75 | G01 13mm gypsum board | 0.0127 | [10 empty] | 800 | 0.39 | 6.75 | G01 13mm gypsum board | 0.0127 | 169.9011 | 169.9011 |  |  | 1146.8323 | 1146.8323 |  |  | 2293.6646 | 66.2614 | 66.2614 |  |  | 132.5228
420 | 491317 | Wall | int_wall | Floor 2 Nurse Station 2 | 16.7225 | 800 | 0.39 | 6.75 | G01 13mm gypsum board | 0.0127 | [10 empty] | 800 | 0.39 | 6.75 | G01 13mm gypsum board | 0.0127 | 169.9011 | 169.9011 |  |  | 1146.8323 | 1146.8323 |  |  | 2293.6646 | 66.2614 | 66.2614 |  |  | 132.5228
421 | 462370 | Wall | int_wall | Floor 2 Nurse Station 2 | 9.2903 | 800 | 0.39 | 6.75 | G01 13mm gypsum board | 0.0127 | [10 empty] | 800 | 0.39 | 6.75 | G01 13mm gypsum board | 0.0127 | 94.3895 | 94.3895 |  |  | 637.129 | 637.129 |  |  | 1274.2581 | 36.8119 | 36.8119 |  |  | 73.6238
422 | AAF377 | Wall | int_wall | Floor 2 Office | 37.1612 | 800 | 0.39 | 6.75 | G01 13mm gypsum board | 0.0127 | [10 empty] | 800 | 0.39 | 6.75 | G01 13mm gypsum board | 0.0127 | 377.558 | 377.558 |  |  | 2548.5162 | 2548.5162 |  |  | 5097.0324 | 147.2476 | 147.2476 |  |  | 294.4952
423 | CE4555 | Wall | int_wall | Floor 2 Office | 13.0064 | 800 | 0.39 | 6.75 | G01 13mm gypsum board | 0.0127 | [10 empty] | 800 | 0.39 | 6.75 | G01 13mm gypsum board | 0.0127 | 132.1453 | 132.1453 |  |  | 891.9807 | 891.9807 |  |  | 1783.9613 | 51.5367 | 51.5367 |  |  | 103.0733
424 | A8A4FA | Wall | int_wall | Floor 2 Office | 13.0064 | 800 | 0.39 | 6.75 | G01 13mm gypsum board | 0.0127 | [10 empty] | 800 | 0.39 | 6.75 | G01 13mm gypsum board | 0.0127 | 132.1453 | 132.1453 |  |  | 891.9807 | 891.9807 |  |  | 1783.9613 | 51.5367 | 51.5367 |  |  | 103.0733
425 | DFA16C | Wall | int_wall | Floor 2 Office Hall | 37.1612 | 800 | 0.39 | 6.75 | G01 13mm gypsum board | 0.0127 | [10 empty] | 800 | 0.39 | 6.75 | G01 13mm gypsum board | 0.0127 | 377.558 | 377.558 |  |  | 2548.5162 | 2548.5162 |  |  | 5097.0324 | 147.2476 | 147.2476 |  |  | 294.4952
426 | 2884D1 | Wall | int_wall | Floor 2 Office Hall | 7.4322 | 800 | 0.39 | 6.75 | G01 13mm gypsum board | 0.0127 | [10 empty] | 800 | 0.39 | 6.75 | G01 13mm gypsum board | 0.0127 | 75.5116 | 75.5116 |  |  | 509.7032 | 509.7032 |  |  | 1019.4065 | 29.4495 | 29.4495 |  |  | 58.899
427 | CC4EB4 | Wall | int_wall | Floor 2 Office Hall | 5.5742 | 800 | 0.39 | 6.75 | G01 13mm gypsum board | 0.0127 | [10 empty] | 800 | 0.39 | 6.75 | G01 13mm gypsum board | 0.0127 | 56.6337 | 56.6337 |  |  | 382.2774 | 382.2774 |  |  | 764.5549 | 22.0871 | 22.0871 |  |  | 44.1743
428 | B2F07D | Wall | int_wall | Floor 2 Office Hall | 5.5742 | 800 | 0.39 | 6.75 | G01 13mm gypsum board | 0.0127 | [10 empty] | 800 | 0.39 | 6.75 | G01 13mm gypsum board | 0.0127 | 56.6337 | 56.6337 |  |  | 382.2774 | 382.2774 |  |  | 764.5549 | 22.0871 | 22.0871 |  |  | 44.1743
429 | AF86E1 | Wall | int_wall | Floor 2 Office Hall | 8.3613 | 800 | 0.39 | 6.75 | G01 13mm gypsum board | 0.0127 | [10 empty] | 800 | 0.39 | 6.75 | G01 13mm gypsum board | 0.0127 | 84.9505 | 84.9505 |  |  | 573.4161 | 573.4161 |  |  | 1146.8323 | 33.1307 | 33.1307 |  |  | 66.2614
430 | 571934 | Wall | int_wall | Floor 2 Office Hall | 23.2258 | 800 | 0.39 | 6.75 | G01 13mm gypsum board | 0.0127 | [10 empty] | 800 | 0.39 | 6.75 | G01 13mm gypsum board | 0.0127 | 235.9737 | 235.9737 |  |  | 1592.8226 | 1592.8226 |  |  | 3185.6452 | 92.0298 | 92.0298 |  |  | 184.0595
431 | 67A7F3 | Wall | int_wall | Floor 2 Office Hall | 7.4322 | 800 | 0.39 | 6.75 | G01 13mm gypsum board | 0.0127 | [10 empty] | 800 | 0.39 | 6.75 | G01 13mm gypsum board | 0.0127 | 75.5116 | 75.5116 |  |  | 509.7032 | 509.7032 |  |  | 1019.4065 | 29.4495 | 29.4495 |  |  | 58.899
432 | 24E235 | Wall | int_wall | Floor 2 Office Hall | 9.2903 | 800 | 0.39 | 6.75 | G01 13mm gypsum board | 0.0127 | [10 empty] | 800 | 0.39 | 6.75 | G01 13mm gypsum board | 0.0127 | 94.3895 | 94.3895 |  |  | 637.129 | 637.129 |  |  | 1274.2581 | 36.8119 | 36.8119 |  |  | 73.6238
433 | AB568E | Wall | int_wall | Floor 2 Office Hall | 5.5742 | 800 | 0.39 | 6.75 | G01 13mm gypsum board | 0.0127 | [10 empty] | 800 | 0.39 | 6.75 | G01 13mm gypsum board | 0.0127 | 56.6337 | 56.6337 |  |  | 382.2774 | 382.2774 |  |  | 764.5549 | 22.0871 | 22.0871 |  |  | 44.1743
434 | 577A10 | Wall | int_wall | Floor 2 Office Hall | 7.4322 | 800 | 0.39 | 6.75 | G01 13mm gypsum board | 0.0127 | [10 empty] | 800 | 0.39 | 6.75 | G01 13mm gypsum board | 0.0127 | 75.5116 | 75.5116 |  |  | 509.7032 | 509.7032 |  |  | 1019.4065 | 29.4495 | 29.4495 |  |  | 58.899
435 | 988ACA | Wall | int_wall | Floor 2 Office Hall | 9.2903 | 800 | 0.39 | 6.75 | G01 13mm gypsum board | 0.0127 | [10 empty] | 800 | 0.39 | 6.75 | G01 13mm gypsum board | 0.0127 | 94.3895 | 94.3895 |  |  | 637.129 | 637.129 |  |  | 1274.2581 | 36.8119 | 36.8119 |  |  | 73.6238
436 | F5AF76 | Wall | int_wall | Floor 2 Office Hall | 16.7225 | 800 | 0.39 | 6.75 | G01 13mm gypsum board | 0.0127 | [10 empty] | 800 | 0.39 | 6.75 | G01 13mm gypsum board | 0.0127 | 169.9011 | 169.9011 |  |  | 1146.8323 | 1146.8323 |  |  | 2293.6646 | 66.2614 | 66.2614 |  |  | 132.5228
437 | 4EDE0A | Wall | int_wall | Floor 2 Office Hall | 5.5742 | 800 | 0.39 | 6.75 | G01 13mm gypsum board | 0.0127 | [10 empty] | 800 | 0.39 | 6.75 | G01 13mm gypsum board | 0.0127 | 56.6337 | 56.6337 |  |  | 382.2774 | 382.2774 |  |  | 764.5549 | 22.0871 | 22.0871 |  |  | 44.1743
438 | 23C13E | Wall | int_wall | Floor 2 Reception | 41.8064 | 800 | 0.39 | 6.75 | G01 13mm gypsum board | 0.0127 | [10 empty] | 800 | 0.39 | 6.75 | G01 13mm gypsum board | 0.0127 | 424.7527 | 424.7527 |  |  | 2867.0807 | 2867.0807 |  |  | 5734.1614 | 165.6536 | 165.6536 |  |  | 331.3071
439 | 3DE7A6 | Wall | int_wall | Floor 2 Reception | 11.1484 | 800 | 0.39 | 6.75 | G01 13mm gypsum board | 0.0127 | [10 empty] | 800 | 0.39 | 6.75 | G01 13mm gypsum board | 0.0127 | 113.2674 | 113.2674 |  |  | 764.5549 | 764.5549 |  |  | 1529.1097 | 44.1743 | 44.1743 |  |  | 88.3486
440 | FCDEAC | Wall | int_wall | Floor 2 Reception | 7.4322 | 800 | 0.39 | 6.75 | G01 13mm gypsum board | 0.0127 | [10 empty] | 800 | 0.39 | 6.75 | G01 13mm gypsum board | 0.0127 | 75.5116 | 75.5116 |  |  | 509.7032 | 509.7032 |  |  | 1019.4065 | 29.4495 | 29.4495 |  |  | 58.899
441 | AB4E10 | Wall | int_wall | Floor 2 Reception | 5.5742 | 800 | 0.39 | 6.75 | G01 13mm gypsum board | 0.0127 | [10 empty] | 800 | 0.39 | 6.75 | G01 13mm gypsum board | 0.0127 | 56.6337 | 56.6337 |  |  | 382.2774 | 382.2774 |  |  | 764.5549 | 22.0871 | 22.0871 |  |  | 44.1743
442 | E7BF7F | Wall | int_wall | Floor 2 Reception | 16.7225 | 800 | 0.39 | 6.75 | G01 13mm gypsum board | 0.0127 | [10 empty] | 800 | 0.39 | 6.75 | G01 13mm gypsum board | 0.0127 | 169.9011 | 169.9011 |  |  | 1146.8323 | 1146.8323 |  |  | 2293.6646 | 66.2614 | 66.2614 |  |  | 132.5228
443 | CA9485 | Wall | int_wall | Floor 2 Reception Hall | 5.5742 | 800 | 0.39 | 6.75 | G01 13mm gypsum board | 0.0127 | [10 empty] | 800 | 0.39 | 6.75 | G01 13mm gypsum board | 0.0127 | 56.6337 | 56.6337 |  |  | 382.2774 | 382.2774 |  |  | 764.5549 | 22.0871 | 22.0871 |  |  | 44.1743
444 | 2740BD | Wall | int_wall | Floor 2 Reception Hall | 5.5742 | 800 | 0.39 | 6.75 | G01 13mm gypsum board | 0.0127 | [10 empty] | 800 | 0.39 | 6.75 | G01 13mm gypsum board | 0.0127 | 56.6337 | 56.6337 |  |  | 382.2774 | 382.2774 |  |  | 764.5549 | 22.0871 | 22.0871 |  |  | 44.1743
445 | F0AF69 | Wall | int_wall | Floor 2 Reception Hall | 16.7225 | 800 | 0.39 | 6.75 | G01 13mm gypsum board | 0.0127 | [10 empty] | 800 | 0.39 | 6.75 | G01 13mm gypsum board | 0.0127 | 169.9011 | 169.9011 |  |  | 1146.8323 | 1146.8323 |  |  | 2293.6646 | 66.2614 | 66.2614 |  |  | 132.5228
446 | 9CE650 | Wall | int_wall | Floor 2 Reception Hall | 5.5742 | 800 | 0.39 | 6.75 | G01 13mm gypsum board | 0.0127 | [10 empty] | 800 | 0.39 | 6.75 | G01 13mm gypsum board | 0.0127 | 56.6337 | 56.6337 |  |  | 382.2774 | 382.2774 |  |  | 764.5549 | 22.0871 | 22.0871 |  |  | 44.1743
447 | EEECA3 | Wall | int_wall | Floor 2 Reception Hall | 16.7225 | 800 | 0.39 | 6.75 | G01 13mm gypsum board | 0.0127 | [10 empty] | 800 | 0.39 | 6.75 | G01 13mm gypsum board | 0.0127 | 169.9011 | 169.9011 |  |  | 1146.8323 | 1146.8323 |  |  | 2293.6646 | 66.2614 | 66.2614 |  |  | 132.5228
448 | EE34A3 | Wall | int_wall | Floor 2 Reception Hall | 5.5742 | 800 | 0.39 | 6.75 | G01 13mm gypsum board | 0.0127 | [10 empty] | 800 | 0.39 | 6.75 | G01 13mm gypsum board | 0.0127 | 56.6337 | 56.6337 |  |  | 382.2774 | 382.2774 |  |  | 764.5549 | 22.0871 | 22.0871 |  |  | 44.1743
449 | CFAD9D | Wall | int_wall | Floor 2 Reception Hall | 22.2967 | 800 | 0.39 | 6.75 | G01 13mm gypsum board | 0.0127 | [10 empty] | 800 | 0.39 | 6.75 | G01 13mm gypsum board | 0.0127 | 226.5348 | 226.5348 |  |  | 1529.1097 | 1529.1097 |  |  | 3058.2194 | 88.3486 | 88.3486 |  |  | 176.6971
450 | 25F524 | Wall | int_wall | Floor 2 Reception Hall | 5.5742 | 800 | 0.39 | 6.75 | G01 13mm gypsum board | 0.0127 | [10 empty] | 800 | 0.39 | 6.75 | G01 13mm gypsum board | 0.0127 | 56.6337 | 56.6337 |  |  | 382.2774 | 382.2774 |  |  | 764.5549 | 22.0871 | 22.0871 |  |  | 44.1743
451 | D79C57 | Wall | int_wall | Floor 2 Reception Hall | 6.5032 | 800 | 0.39 | 6.75 | G01 13mm gypsum board | 0.0127 | [10 empty] | 800 | 0.39 | 6.75 | G01 13mm gypsum board | 0.0127 | 66.0726 | 66.0726 |  |  | 445.9903 | 445.9903 |  |  | 891.9807 | 25.7683 | 25.7683 |  |  | 51.5367
452 | 93F6DE | Wall | int_wall | Floor 2 Reception Hall | 7.4322 | 800 | 0.39 | 6.75 | G01 13mm gypsum board | 0.0127 | [10 empty] | 800 | 0.39 | 6.75 | G01 13mm gypsum board | 0.0127 | 75.5116 | 75.5116 |  |  | 509.7032 | 509.7032 |  |  | 1019.4065 | 29.4495 | 29.4495 |  |  | 58.899
453 | 8AA0B7 | Wall | int_wall | Floor 2 Reception Hall | 46.4515 | 800 | 0.39 | 6.75 | G01 13mm gypsum board | 0.0127 | [10 empty] | 800 | 0.39 | 6.75 | G01 13mm gypsum board | 0.0127 | 471.9474 | 471.9474 |  |  | 3185.6452 | 3185.6452 |  |  | 6371.2905 | 184.0595 | 184.0595 |  |  | 368.119
454 | 1D6CD8 | Wall | int_wall | Floor 2 Reception Hall | 17.6516 | 800 | 0.39 | 6.75 | G01 13mm gypsum board | 0.0127 | [10 empty] | 800 | 0.39 | 6.75 | G01 13mm gypsum board | 0.0127 | 179.34 | 179.34 |  |  | 1210.5452 | 1210.5452 |  |  | 2421.0904 | 69.9426 | 69.9426 |  |  | 139.8852
455 | 427B0D | Wall | int_wall | Floor 2 Reception Hall | 6.5032 | 800 | 0.39 | 6.75 | G01 13mm gypsum board | 0.0127 | [10 empty] | 800 | 0.39 | 6.75 | G01 13mm gypsum board | 0.0127 | 66.0726 | 66.0726 |  |  | 445.9903 | 445.9903 |  |  | 891.9807 | 25.7683 | 25.7683 |  |  | 51.5367
456 | A72F04 | Wall | int_wall | Floor 2 Reception Hall | 11.1484 | 800 | 0.39 | 6.75 | G01 13mm gypsum board | 0.0127 | [10 empty] | 800 | 0.39 | 6.75 | G01 13mm gypsum board | 0.0127 | 113.2674 | 113.2674 |  |  | 764.5549 | 764.5549 |  |  | 1529.1097 | 44.1743 | 44.1743 |  |  | 88.3486
457 | 2D0A7F | Wall | int_wall | Floor 2 Reception Toilet | 16.7225 | 800 | 0.39 | 6.75 | G01 13mm gypsum board | 0.0127 | [10 empty] | 800 | 0.39 | 6.75 | G01 13mm gypsum board | 0.0127 | 169.9011 | 169.9011 |  |  | 1146.8323 | 1146.8323 |  |  | 2293.6646 | 66.2614 | 66.2614 |  |  | 132.5228
458 | E63515 | Wall | int_wall | Floor 2 Reception Toilet | 6.5032 | 800 | 0.39 | 6.75 | G01 13mm gypsum board | 0.0127 | [10 empty] | 800 | 0.39 | 6.75 | G01 13mm gypsum board | 0.0127 | 66.0726 | 66.0726 |  |  | 445.9903 | 445.9903 |  |  | 891.9807 | 25.7683 | 25.7683 |  |  | 51.5367
459 | B04C98 | Wall | int_wall | Floor 2 Reception Toilet | 16.7225 | 800 | 0.39 | 6.75 | G01 13mm gypsum board | 0.0127 | [10 empty] | 800 | 0.39 | 6.75 | G01 13mm gypsum board | 0.0127 | 169.9011 | 169.9011 |  |  | 1146.8323 | 1146.8323 |  |  | 2293.6646 | 66.2614 | 66.2614 |  |  | 132.5228
460 | 50DB3D | Wall | int_wall | Floor 2 Reception Toilet | 6.5032 | 800 | 0.39 | 6.75 | G01 13mm gypsum board | 0.0127 | [10 empty] | 800 | 0.39 | 6.75 | G01 13mm gypsum board | 0.0127 | 66.0726 | 66.0726 |  |  | 445.9903 | 445.9903 |  |  | 891.9807 | 25.7683 | 25.7683 |  |  | 51.5367
461 | 9C568B | Wall | int_wall | Floor 2 Scheduling 1 | 16.7225 | 800 | 0.39 | 6.75 | G01 13mm gypsum board | 0.0127 | [10 empty] | 800 | 0.39 | 6.75 | G01 13mm gypsum board | 0.0127 | 169.9011 | 169.9011 |  |  | 1146.8323 | 1146.8323 |  |  | 2293.6646 | 66.2614 | 66.2614 |  |  | 132.5228
462 | B76374 | Wall | int_wall | Floor 2 Scheduling 1 | 16.7225 | 800 | 0.39 | 6.75 | G01 13mm gypsum board | 0.0127 | [10 empty] | 800 | 0.39 | 6.75 | G01 13mm gypsum board | 0.0127 | 169.9011 | 169.9011 |  |  | 1146.8323 | 1146.8323 |  |  | 2293.6646 | 66.2614 | 66.2614 |  |  | 132.5228
463 | 24DA9F | Wall | int_wall | Floor 2 Scheduling 1 | 16.7225 | 800 | 0.39 | 6.75 | G01 13mm gypsum board | 0.0127 | [10 empty] | 800 | 0.39 | 6.75 | G01 13mm gypsum board | 0.0127 | 169.9011 | 169.9011 |  |  | 1146.8323 | 1146.8323 |  |  | 2293.6646 | 66.2614 | 66.2614 |  |  | 132.5228
464 | CADDAF | Wall | int_wall | Floor 2 Scheduling 1 | 16.7225 | 800 | 0.39 | 6.75 | G01 13mm gypsum board | 0.0127 | [10 empty] | 800 | 0.39 | 6.75 | G01 13mm gypsum board | 0.0127 | 169.9011 | 169.9011 |  |  | 1146.8323 | 1146.8323 |  |  | 2293.6646 | 66.2614 | 66.2614 |  |  | 132.5228
465 | 9FBDA3 | Wall | int_wall | Floor 2 Scheduling 2 | 17.6516 | 800 | 0.39 | 6.75 | G01 13mm gypsum board | 0.0127 | [10 empty] | 800 | 0.39 | 6.75 | G01 13mm gypsum board | 0.0127 | 179.34 | 179.34 |  |  | 1210.5452 | 1210.5452 |  |  | 2421.0904 | 69.9426 | 69.9426 |  |  | 139.8852
466 | 87BFF8 | Wall | int_wall | Floor 2 Scheduling 2 | 16.7225 | 800 | 0.39 | 6.75 | G01 13mm gypsum board | 0.0127 | [10 empty] | 800 | 0.39 | 6.75 | G01 13mm gypsum board | 0.0127 | 169.9011 | 169.9011 |  |  | 1146.8323 | 1146.8323 |  |  | 2293.6646 | 66.2614 | 66.2614 |  |  | 132.5228
467 | DB7F62 | Wall | int_wall | Floor 2 Scheduling 2 | 16.7225 | 800 | 0.39 | 6.75 | G01 13mm gypsum board | 0.0127 | [10 empty] | 800 | 0.39 | 6.75 | G01 13mm gypsum board | 0.0127 | 169.9011 | 169.9011 |  |  | 1146.8323 | 1146.8323 |  |  | 2293.6646 | 66.2614 | 66.2614 |  |  | 132.5228
468 | 969F22 | Wall | int_wall | Floor 2 Scheduling 2 | 17.6516 | 800 | 0.39 | 6.75 | G01 13mm gypsum board | 0.0127 | [10 empty] | 800 | 0.39 | 6.75 | G01 13mm gypsum board | 0.0127 | 179.34 | 179.34 |  |  | 1210.5452 | 1210.5452 |  |  | 2421.0904 | 69.9426 | 69.9426 |  |  | 139.8852
469 | 390BCF | Wall | int_wall | Floor 2 Storage 1 | 7.4322 | 800 | 0.39 | 6.75 | G01 13mm gypsum board | 0.0127 | [10 empty] | 800 | 0.39 | 6.75 | G01 13mm gypsum board | 0.0127 | 75.5116 | 75.5116 |  |  | 509.7032 | 509.7032 |  |  | 1019.4065 | 29.4495 | 29.4495 |  |  | 58.899
470 | DE64CC | Wall | int_wall | Floor 2 Storage 1 | 6.5032 | 800 | 0.39 | 6.75 | G01 13mm gypsum board | 0.0127 | [10 empty] | 800 | 0.39 | 6.75 | G01 13mm gypsum board | 0.0127 | 66.0726 | 66.0726 |  |  | 445.9903 | 445.9903 |  |  | 891.9807 | 25.7683 | 25.7683 |  |  | 51.5367
471 | F6E717 | Wall | int_wall | Floor 2 Storage 1 | 6.5032 | 800 | 0.39 | 6.75 | G01 13mm gypsum board | 0.0127 | [10 empty] | 800 | 0.39 | 6.75 | G01 13mm gypsum board | 0.0127 | 66.0726 | 66.0726 |  |  | 445.9903 | 445.9903 |  |  | 891.9807 | 25.7683 | 25.7683 |  |  | 51.5367
472 | 58AD84 | Wall | int_wall | Floor 2 Storage 1 | 7.4322 | 800 | 0.39 | 6.75 | G01 13mm gypsum board | 0.0127 | [10 empty] | 800 | 0.39 | 6.75 | G01 13mm gypsum board | 0.0127 | 75.5116 | 75.5116 |  |  | 509.7032 | 509.7032 |  |  | 1019.4065 | 29.4495 | 29.4495 |  |  | 58.899
473 | A168ED | Wall | int_wall | Floor 2 Storage 2 | 7.4322 | 800 | 0.39 | 6.75 | G01 13mm gypsum board | 0.0127 | [10 empty] | 800 | 0.39 | 6.75 | G01 13mm gypsum board | 0.0127 | 75.5116 | 75.5116 |  |  | 509.7032 | 509.7032 |  |  | 1019.4065 | 29.4495 | 29.4495 |  |  | 58.899
474 | ED650B | Wall | int_wall | Floor 2 Storage 2 | 13.9355 | 800 | 0.39 | 6.75 | G01 13mm gypsum board | 0.0127 | [10 empty] | 800 | 0.39 | 6.75 | G01 13mm gypsum board | 0.0127 | 141.5842 | 141.5842 |  |  | 955.6936 | 955.6936 |  |  | 1911.3871 | 55.2179 | 55.2179 |  |  | 110.4357
475 | 8E1DCD | Wall | int_wall | Floor 2 Storage 2 | 7.4322 | 800 | 0.39 | 6.75 | G01 13mm gypsum board | 0.0127 | [10 empty] | 800 | 0.39 | 6.75 | G01 13mm gypsum board | 0.0127 | 75.5116 | 75.5116 |  |  | 509.7032 | 509.7032 |  |  | 1019.4065 | 29.4495 | 29.4495 |  |  | 58.899
476 | 16E41D | Wall | int_wall | Floor 2 Storage 2 | 13.9355 | 800 | 0.39 | 6.75 | G01 13mm gypsum board | 0.0127 | [10 empty] | 800 | 0.39 | 6.75 | G01 13mm gypsum board | 0.0127 | 141.5842 | 141.5842 |  |  | 955.6936 | 955.6936 |  |  | 1911.3871 | 55.2179 | 55.2179 |  |  | 110.4357
477 | 70C0BF | Wall | int_wall | Floor 2 Storage 3 | 7.4322 | 800 | 0.39 | 6.75 | G01 13mm gypsum board | 0.0127 | [10 empty] | 800 | 0.39 | 6.75 | G01 13mm gypsum board | 0.0127 | 75.5116 | 75.5116 |  |  | 509.7032 | 509.7032 |  |  | 1019.4065 | 29.4495 | 29.4495 |  |  | 58.899
478 | 211EA4 | Wall | int_wall | Floor 2 Storage 3 | 16.7225 | 800 | 0.39 | 6.75 | G01 13mm gypsum board | 0.0127 | [10 empty] | 800 | 0.39 | 6.75 | G01 13mm gypsum board | 0.0127 | 169.9011 | 169.9011 |  |  | 1146.8323 | 1146.8323 |  |  | 2293.6646 | 66.2614 | 66.2614 |  |  | 132.5228
479 | E0D6E9 | Wall | int_wall | Floor 2 Storage 3 | 7.4322 | 800 | 0.39 | 6.75 | G01 13mm gypsum board | 0.0127 | [10 empty] | 800 | 0.39 | 6.75 | G01 13mm gypsum board | 0.0127 | 75.5116 | 75.5116 |  |  | 509.7032 | 509.7032 |  |  | 1019.4065 | 29.4495 | 29.4495 |  |  | 58.899
480 | BADB96 | Wall | int_wall | Floor 2 Storage 3 | 16.7225 | 800 | 0.39 | 6.75 | G01 13mm gypsum board | 0.0127 | [10 empty] | 800 | 0.39 | 6.75 | G01 13mm gypsum board | 0.0127 | 169.9011 | 169.9011 |  |  | 1146.8323 | 1146.8323 |  |  | 2293.6646 | 66.2614 | 66.2614 |  |  | 132.5228
481 | 97B688 | Wall | int_wall | Floor 2 Utility | 13.0064 | 800 | 0.39 | 6.75 | G01 13mm gypsum board | 0.0127 | [10 empty] | 800 | 0.39 | 6.75 | G01 13mm gypsum board | 0.0127 | 132.1453 | 132.1453 |  |  | 891.9807 | 891.9807 |  |  | 1783.9613 | 51.5367 | 51.5367 |  |  | 103.0733
482 | 290DF3 | Wall | int_wall | Floor 2 Utility | 13.0064 | 800 | 0.39 | 6.75 | G01 13mm gypsum board | 0.0127 | [10 empty] | 800 | 0.39 | 6.75 | G01 13mm gypsum board | 0.0127 | 132.1453 | 132.1453 |  |  | 891.9807 | 891.9807 |  |  | 1783.9613 | 51.5367 | 51.5367 |  |  | 103.0733
483 | 4F0CD7 | Wall | int_wall | Floor 2 Utility | 8.3613 | 800 | 0.39 | 6.75 | G01 13mm gypsum board | 0.0127 | [10 empty] | 800 | 0.39 | 6.75 | G01 13mm gypsum board | 0.0127 | 84.9505 | 84.9505 |  |  | 573.4161 | 573.4161 |  |  | 1146.8323 | 33.1307 | 33.1307 |  |  | 66.2614
484 | 5C7E1E | Wall | int_wall | Floor 2 Work | 30.658 | 800 | 0.39 | 6.75 | G01 13mm gypsum board | 0.0127 | [10 empty] | 800 | 0.39 | 6.75 | G01 13mm gypsum board | 0.0127 | 311.4853 | 311.4853 |  |  | 2102.5259 | 2102.5259 |  |  | 4205.0517 | 121.4793 | 121.4793 |  |  | 242.9585
485 | B5E37D | Wall | int_wall | Floor 2 Work | 1.8581 | 800 | 0.39 | 6.75 | G01 13mm gypsum board | 0.0127 | [10 empty] | 800 | 0.39 | 6.75 | G01 13mm gypsum board | 0.0127 | 18.8779 | 18.8779 |  |  | 127.4258 | 127.4258 |  |  | 254.8516 | 7.3624 | 7.3624 |  |  | 14.7248
486 | 8D1659 | Wall | int_wall | Floor 2 Work | 18.5806 | 800 | 0.39 | 6.75 | G01 13mm gypsum board | 0.0127 | [10 empty] | 800 | 0.39 | 6.75 | G01 13mm gypsum board | 0.0127 | 188.779 | 188.779 |  |  | 1274.2581 | 1274.2581 |  |  | 2548.5162 | 73.6238 | 73.6238 |  |  | 147.2476
487 | E88E01 | Wall | int_wall | Floor 2 Work | 48.3096 | 800 | 0.39 | 6.75 | G01 13mm gypsum board | 0.0127 | [10 empty] | 800 | 0.39 | 6.75 | G01 13mm gypsum board | 0.0127 | 490.8253 | 490.8253 |  |  | 3313.0711 | 3313.0711 |  |  | 6626.1421 | 191.4219 | 191.4219 |  |  | 382.8438
488 | 4CE123 | Wall | int_wall | Floor 2 Work | 6.5032 | 800 | 0.39 | 6.75 | G01 13mm gypsum board | 0.0127 | [10 empty] | 800 | 0.39 | 6.75 | G01 13mm gypsum board | 0.0127 | 66.0726 | 66.0726 |  |  | 445.9903 | 445.9903 |  |  | 891.9807 | 25.7683 | 25.7683 |  |  | 51.5367
489 | E55935 | Wall | int_wall | Floor 2 Work | 22.2967 | 800 | 0.39 | 6.75 | G01 13mm gypsum board | 0.0127 | [10 empty] | 800 | 0.39 | 6.75 | G01 13mm gypsum board | 0.0127 | 226.5348 | 226.5348 |  |  | 1529.1097 | 1529.1097 |  |  | 3058.2194 | 88.3486 | 88.3486 |  |  | 176.6971
490 | 9AB0BF | Wall | int_wall | Floor 2 Work | 5.5742 | 800 | 0.39 | 6.75 | G01 13mm gypsum board | 0.0127 | [10 empty] | 800 | 0.39 | 6.75 | G01 13mm gypsum board | 0.0127 | 56.6337 | 56.6337 |  |  | 382.2774 | 382.2774 |  |  | 764.5549 | 22.0871 | 22.0871 |  |  | 44.1743
491 | 830326 | Wall | int_wall | Floor 2 Work Hall | 5.5742 | 800 | 0.39 | 6.75 | G01 13mm gypsum board | 0.0127 | [10 empty] | 800 | 0.39 | 6.75 | G01 13mm gypsum board | 0.0127 | 56.6337 | 56.6337 |  |  | 382.2774 | 382.2774 |  |  | 764.5549 | 22.0871 | 22.0871 |  |  | 44.1743
492 | EAD1EA | Wall | int_wall | Floor 2 Work Hall | 41.8064 | 800 | 0.39 | 6.75 | G01 13mm gypsum board | 0.0127 | [10 empty] | 800 | 0.39 | 6.75 | G01 13mm gypsum board | 0.0127 | 424.7527 | 424.7527 |  |  | 2867.0807 | 2867.0807 |  |  | 5734.1614 | 165.6536 | 165.6536 |  |  | 331.3071
493 | 52D809 | Wall | int_wall | Floor 2 Work Hall | 13.9355 | 800 | 0.39 | 6.75 | G01 13mm gypsum board | 0.0127 | [10 empty] | 800 | 0.39 | 6.75 | G01 13mm gypsum board | 0.0127 | 141.5842 | 141.5842 |  |  | 955.6936 | 955.6936 |  |  | 1911.3871 | 55.2179 | 55.2179 |  |  | 110.4357
494 | 450AA9 | Wall | int_wall | Floor 2 Work Hall | 6.5032 | 800 | 0.39 | 6.75 | G01 13mm gypsum board | 0.0127 | [10 empty] | 800 | 0.39 | 6.75 | G01 13mm gypsum board | 0.0127 | 66.0726 | 66.0726 |  |  | 445.9903 | 445.9903 |  |  | 891.9807 | 25.7683 | 25.7683 |  |  | 51.5367
495 | 29E445 | Wall | int_wall | Floor 2 Work Hall | 17.6516 | 800 | 0.39 | 6.75 | G01 13mm gypsum board | 0.0127 | [10 empty] | 800 | 0.39 | 6.75 | G01 13mm gypsum board | 0.0127 | 179.34 | 179.34 |  |  | 1210.5452 | 1210.5452 |  |  | 2421.0904 | 69.9426 | 69.9426 |  |  | 139.8852
496 | B0FF3A | Wall | int_wall | Floor 2 Work Hall | 46.4515 | 800 | 0.39 | 6.75 | G01 13mm gypsum board | 0.0127 | [10 empty] | 800 | 0.39 | 6.75 | G01 13mm gypsum board | 0.0127 | 471.9474 | 471.9474 |  |  | 3185.6452 | 3185.6452 |  |  | 6371.2905 | 184.0595 | 184.0595 |  |  | 368.119
497 | 9036B9 | Wall | int_wall | Floor 2 Work Hall | 16.7225 | 800 | 0.39 | 6.75 | G01 13mm gypsum board | 0.0127 | [10 empty] | 800 | 0.39 | 6.75 | G01 13mm gypsum board | 0.0127 | 169.9011 | 169.9011 |  |  | 1146.8323 | 1146.8323 |  |  | 2293.6646 | 66.2614 | 66.2614 |  |  | 132.5228
498 | 5EE606 | Wall | int_wall | Floor 2 Work Hall | 5.5742 | 800 | 0.39 | 6.75 | G01 13mm gypsum board | 0.0127 | [10 empty] | 800 | 0.39 | 6.75 | G01 13mm gypsum board | 0.0127 | 56.6337 | 56.6337 |  |  | 382.2774 | 382.2774 |  |  | 764.5549 | 22.0871 | 22.0871 |  |  | 44.1743
499 | 3FBBC8 | Wall | int_wall | Floor 2 Work Hall | 22.2967 | 800 | 0.39 | 6.75 | G01 13mm gypsum board | 0.0127 | [10 empty] | 800 | 0.39 | 6.75 | G01 13mm gypsum board | 0.0127 | 226.5348 | 226.5348 |  |  | 1529.1097 | 1529.1097 |  |  | 3058.2194 | 88.3486 | 88.3486 |  |  | 176.6971
500 | B5099E | Wall | int_wall | Floor 2 Work Hall | 5.5742 | 800 | 0.39 | 6.75 | G01 13mm gypsum board | 0.0127 | [10 empty] | 800 | 0.39 | 6.75 | G01 13mm gypsum board | 0.0127 | 56.6337 | 56.6337 |  |  | 382.2774 | 382.2774 |  |  | 764.5549 | 22.0871 | 22.0871 |  |  | 44.1743
501 | 7A8E3F | Wall | int_wall | Floor 2 Work Hall | 5.5742 | 800 | 0.39 | 6.75 | G01 13mm gypsum board | 0.0127 | [10 empty] | 800 | 0.39 | 6.75 | G01 13mm gypsum board | 0.0127 | 56.6337 | 56.6337 |  |  | 382.2774 | 382.2774 |  |  | 764.5549 | 22.0871 | 22.0871 |  |  | 44.1743
502 | 32BAA7 | Wall | int_wall | Floor 2 Work Hall | 11.1484 | 800 | 0.39 | 6.75 | G01 13mm gypsum board | 0.0127 | [10 empty] | 800 | 0.39 | 6.75 | G01 13mm gypsum board | 0.0127 | 113.2674 | 113.2674 |  |  | 764.5549 | 764.5549 |  |  | 1529.1097 | 44.1743 | 44.1743 |  |  | 88.3486
503 | 738F37 | Wall | int_wall | Floor 2 Work Hall | 48.3096 | 800 | 0.39 | 6.75 | G01 13mm gypsum board | 0.0127 | [10 empty] | 800 | 0.39 | 6.75 | G01 13mm gypsum board | 0.0127 | 490.8253 | 490.8253 |  |  | 3313.0711 | 3313.0711 |  |  | 6626.1421 | 191.4219 | 191.4219 |  |  | 382.8438
504 | B94E9A | Wall | int_wall | Floor 2 Work Hall | 16.7225 | 800 | 0.39 | 6.75 | G01 13mm gypsum board | 0.0127 | [10 empty] | 800 | 0.39 | 6.75 | G01 13mm gypsum board | 0.0127 | 169.9011 | 169.9011 |  |  | 1146.8323 | 1146.8323 |  |  | 2293.6646 | 66.2614 | 66.2614 |  |  | 132.5228
505 | F22E15 | Wall | int_wall | Floor 2 Work Toilet | 5.5742 | 800 | 0.39 | 6.75 | G01 13mm gypsum board | 0.0127 | [10 empty] | 800 | 0.39 | 6.75 | G01 13mm gypsum board | 0.0127 | 56.6337 | 56.6337 |  |  | 382.2774 | 382.2774 |  |  | 764.5549 | 22.0871 | 22.0871 |  |  | 44.1743
506 | 49DA28 | Wall | int_wall | Floor 2 Work Toilet | 6.5032 | 800 | 0.39 | 6.75 | G01 13mm gypsum board | 0.0127 | [10 empty] | 800 | 0.39 | 6.75 | G01 13mm gypsum board | 0.0127 | 66.0726 | 66.0726 |  |  | 445.9903 | 445.9903 |  |  | 891.9807 | 25.7683 | 25.7683 |  |  | 51.5367
507 | 8C4550 | Wall | int_wall | Floor 2 Work Toilet | 8.3613 | 800 | 0.39 | 6.75 | G01 13mm gypsum board | 0.0127 | [10 empty] | 800 | 0.39 | 6.75 | G01 13mm gypsum board | 0.0127 | 84.9505 | 84.9505 |  |  | 573.4161 | 573.4161 |  |  | 1146.8323 | 33.1307 | 33.1307 |  |  | 66.2614
508 | 9969B3 | Wall | int_wall | Floor 2 Work Toilet | 1.8581 | 800 | 0.39 | 6.75 | G01 13mm gypsum board | 0.0127 | [10 empty] | 800 | 0.39 | 6.75 | G01 13mm gypsum board | 0.0127 | 18.8779 | 18.8779 |  |  | 127.4258 | 127.4258 |  |  | 254.8516 | 7.3624 | 7.3624 |  |  | 14.7248
509 | 34B8D8 | Wall | int_wall | Floor 2 X-Ray | 46.4515 | 800 | 0.39 | 6.75 | G01 13mm gypsum board | 0.0127 | [10 empty] | 800 | 0.39 | 6.75 | G01 13mm gypsum board | 0.0127 | 471.9474 | 471.9474 |  |  | 3185.6452 | 3185.6452 |  |  | 6371.2905 | 184.0595 | 184.0595 |  |  | 368.119
510 | E74038 | Wall | int_wall | Floor 2 X-Ray | 46.4515 | 800 | 0.39 | 6.75 | G01 13mm gypsum board | 0.0127 | [10 empty] | 800 | 0.39 | 6.75 | G01 13mm gypsum board | 0.0127 | 471.9474 | 471.9474 |  |  | 3185.6452 | 3185.6452 |  |  | 6371.2905 | 184.0595 | 184.0595 |  |  | 368.119
511 | 762874 | Wall | int_wall | Floor 2 X-Ray | 16.7225 | 800 | 0.39 | 6.75 | G01 13mm gypsum board | 0.0127 | [10 empty] | 800 | 0.39 | 6.75 | G01 13mm gypsum board | 0.0127 | 169.9011 | 169.9011 |  |  | 1146.8323 | 1146.8323 |  |  | 2293.6646 | 66.2614 | 66.2614 |  |  | 132.5228
512 | 637F6F | Wall | int_wall | Floor 2 X-Ray | 16.7225 | 800 | 0.39 | 6.75 | G01 13mm gypsum board | 0.0127 | [10 empty] | 800 | 0.39 | 6.75 | G01 13mm gypsum board | 0.0127 | 169.9011 | 169.9011 |  |  | 1146.8323 | 1146.8323 |  |  | 2293.6646 | 66.2614 | 66.2614 |  |  | 132.5228
513 | 137A14 | Wall | int_wall | Floor 3 Dressing Room | 6.5032 | 800 | 0.39 | 6.75 | G01 13mm gypsum board | 0.0127 | [10 empty] | 800 | 0.39 | 6.75 | G01 13mm gypsum board | 0.0127 | 66.0726 | 66.0726 |  |  | 445.9903 | 445.9903 |  |  | 891.9807 | 25.7683 | 25.7683 |  |  | 51.5367
514 | F2515C | Wall | int_wall | Floor 3 Dressing Room | 5.5742 | 800 | 0.39 | 6.75 | G01 13mm gypsum board | 0.0127 | [10 empty] | 800 | 0.39 | 6.75 | G01 13mm gypsum board | 0.0127 | 56.6337 | 56.6337 |  |  | 382.2774 | 382.2774 |  |  | 764.5549 | 22.0871 | 22.0871 |  |  | 44.1743
515 | 71A3C4 | Wall | int_wall | Floor 3 Dressing Room | 6.5032 | 800 | 0.39 | 6.75 | G01 13mm gypsum board | 0.0127 | [10 empty] | 800 | 0.39 | 6.75 | G01 13mm gypsum board | 0.0127 | 66.0726 | 66.0726 |  |  | 445.9903 | 445.9903 |  |  | 891.9807 | 25.7683 | 25.7683 |  |  | 51.5367
516 | 46292D | Wall | int_wall | Floor 3 Dressing Room | 5.5742 | 800 | 0.39 | 6.75 | G01 13mm gypsum board | 0.0127 | [10 empty] | 800 | 0.39 | 6.75 | G01 13mm gypsum board | 0.0127 | 56.6337 | 56.6337 |  |  | 382.2774 | 382.2774 |  |  | 764.5549 | 22.0871 | 22.0871 |  |  | 44.1743
517 | 5EAFB3 | Wall | int_wall | Floor 3 Elevator Hall | 5.5742 | 800 | 0.39 | 6.75 | G01 13mm gypsum board | 0.0127 | [10 empty] | 800 | 0.39 | 6.75 | G01 13mm gypsum board | 0.0127 | 56.6337 | 56.6337 |  |  | 382.2774 | 382.2774 |  |  | 764.5549 | 22.0871 | 22.0871 |  |  | 44.1743
518 | E0CB0D | Wall | int_wall | Floor 3 Elevator Hall | 18.5806 | 800 | 0.39 | 6.75 | G01 13mm gypsum board | 0.0127 | [10 empty] | 800 | 0.39 | 6.75 | G01 13mm gypsum board | 0.0127 | 188.779 | 188.779 |  |  | 1274.2581 | 1274.2581 |  |  | 2548.5162 | 73.6238 | 73.6238 |  |  | 147.2476
519 | FB63A7 | Wall | int_wall | Floor 3 Elevator Hall | 1.8581 | 800 | 0.39 | 6.75 | G01 13mm gypsum board | 0.0127 | [10 empty] | 800 | 0.39 | 6.75 | G01 13mm gypsum board | 0.0127 | 18.8779 | 18.8779 |  |  | 127.4258 | 127.4258 |  |  | 254.8516 | 7.3624 | 7.3624 |  |  | 14.7248
520 | 79D0A5 | Wall | int_wall | Floor 3 Elevator Hall | 11.1484 | 800 | 0.39 | 6.75 | G01 13mm gypsum board | 0.0127 | [10 empty] | 800 | 0.39 | 6.75 | G01 13mm gypsum board | 0.0127 | 113.2674 | 113.2674 |  |  | 764.5549 | 764.5549 |  |  | 1529.1097 | 44.1743 | 44.1743 |  |  | 88.3486
521 | 212961 | Wall | int_wall | Floor 3 Elevator Hall | 30.658 | 800 | 0.39 | 6.75 | G01 13mm gypsum board | 0.0127 | [10 empty] | 800 | 0.39 | 6.75 | G01 13mm gypsum board | 0.0127 | 311.4853 | 311.4853 |  |  | 2102.5259 | 2102.5259 |  |  | 4205.0517 | 121.4793 | 121.4793 |  |  | 242.9585
522 | C1AD55 | Wall | int_wall | Floor 3 Elevator Hall | 6.5032 | 800 | 0.39 | 6.75 | G01 13mm gypsum board | 0.0127 | [10 empty] | 800 | 0.39 | 6.75 | G01 13mm gypsum board | 0.0127 | 66.0726 | 66.0726 |  |  | 445.9903 | 445.9903 |  |  | 891.9807 | 25.7683 | 25.7683 |  |  | 51.5367
523 | B75832 | Wall | int_wall | Floor 3 Elevator Hall | 5.5742 | 800 | 0.39 | 6.75 | G01 13mm gypsum board | 0.0127 | [10 empty] | 800 | 0.39 | 6.75 | G01 13mm gypsum board | 0.0127 | 56.6337 | 56.6337 |  |  | 382.2774 | 382.2774 |  |  | 764.5549 | 22.0871 | 22.0871 |  |  | 44.1743
524 | C3FB92 | Wall | int_wall | Floor 3 Humid | 5.5742 | 800 | 0.39 | 6.75 | G01 13mm gypsum board | 0.0127 | [10 empty] | 800 | 0.39 | 6.75 | G01 13mm gypsum board | 0.0127 | 56.6337 | 56.6337 |  |  | 382.2774 | 382.2774 |  |  | 764.5549 | 22.0871 | 22.0871 |  |  | 44.1743
525 | AAD404 | Wall | int_wall | Floor 3 Humid | 5.5742 | 800 | 0.39 | 6.75 | G01 13mm gypsum board | 0.0127 | [10 empty] | 800 | 0.39 | 6.75 | G01 13mm gypsum board | 0.0127 | 56.6337 | 56.6337 |  |  | 382.2774 | 382.2774 |  |  | 764.5549 | 22.0871 | 22.0871 |  |  | 44.1743
526 | 2272E0 | Wall | int_wall | Floor 3 Humid | 16.7225 | 800 | 0.39 | 6.75 | G01 13mm gypsum board | 0.0127 | [10 empty] | 800 | 0.39 | 6.75 | G01 13mm gypsum board | 0.0127 | 169.9011 | 169.9011 |  |  | 1146.8323 | 1146.8323 |  |  | 2293.6646 | 66.2614 | 66.2614 |  |  | 132.5228
527 | E13FC4 | Wall | int_wall | Floor 3 Humid | 5.5742 | 800 | 0.39 | 6.75 | G01 13mm gypsum board | 0.0127 | [10 empty] | 800 | 0.39 | 6.75 | G01 13mm gypsum board | 0.0127 | 56.6337 | 56.6337 |  |  | 382.2774 | 382.2774 |  |  | 764.5549 | 22.0871 | 22.0871 |  |  | 44.1743
528 | 506DC0 | Wall | int_wall | Floor 3 Humid | 11.1484 | 800 | 0.39 | 6.75 | G01 13mm gypsum board | 0.0127 | [10 empty] | 800 | 0.39 | 6.75 | G01 13mm gypsum board | 0.0127 | 113.2674 | 113.2674 |  |  | 764.5549 | 764.5549 |  |  | 1529.1097 | 44.1743 | 44.1743 |  |  | 88.3486
529 | 1D53D9 | Wall | int_wall | Floor 3 Janitor | 8.3613 | 800 | 0.39 | 6.75 | G01 13mm gypsum board | 0.0127 | [10 empty] | 800 | 0.39 | 6.75 | G01 13mm gypsum board | 0.0127 | 84.9505 | 84.9505 |  |  | 573.4161 | 573.4161 |  |  | 1146.8323 | 33.1307 | 33.1307 |  |  | 66.2614
530 | C4A89B | Wall | int_wall | Floor 3 Janitor | 6.5032 | 800 | 0.39 | 6.75 | G01 13mm gypsum board | 0.0127 | [10 empty] | 800 | 0.39 | 6.75 | G01 13mm gypsum board | 0.0127 | 66.0726 | 66.0726 |  |  | 445.9903 | 445.9903 |  |  | 891.9807 | 25.7683 | 25.7683 |  |  | 51.5367
531 | C86932 | Wall | int_wall | Floor 3 Locker | 9.2903 | 800 | 0.39 | 6.75 | G01 13mm gypsum board | 0.0127 | [10 empty] | 800 | 0.39 | 6.75 | G01 13mm gypsum board | 0.0127 | 94.3895 | 94.3895 |  |  | 637.129 | 637.129 |  |  | 1274.2581 | 36.8119 | 36.8119 |  |  | 73.6238
532 | B1856A | Wall | int_wall | Floor 3 Locker | 11.1484 | 800 | 0.39 | 6.75 | G01 13mm gypsum board | 0.0127 | [10 empty] | 800 | 0.39 | 6.75 | G01 13mm gypsum board | 0.0127 | 113.2674 | 113.2674 |  |  | 764.5549 | 764.5549 |  |  | 1529.1097 | 44.1743 | 44.1743 |  |  | 88.3486
533 | AEA170 | Wall | int_wall | Floor 3 Locker | 11.1484 | 800 | 0.39 | 6.75 | G01 13mm gypsum board | 0.0127 | [10 empty] | 800 | 0.39 | 6.75 | G01 13mm gypsum board | 0.0127 | 113.2674 | 113.2674 |  |  | 764.5549 | 764.5549 |  |  | 1529.1097 | 44.1743 | 44.1743 |  |  | 88.3486
534 | 82303C | Wall | int_wall | Floor 3 Locker | 9.2903 | 800 | 0.39 | 6.75 | G01 13mm gypsum board | 0.0127 | [10 empty] | 800 | 0.39 | 6.75 | G01 13mm gypsum board | 0.0127 | 94.3895 | 94.3895 |  |  | 637.129 | 637.129 |  |  | 1274.2581 | 36.8119 | 36.8119 |  |  | 73.6238
535 | AA26DE | Wall | int_wall | Floor 3 Lounge | 21.3677 | 800 | 0.39 | 6.75 | G01 13mm gypsum board | 0.0127 | [10 empty] | 800 | 0.39 | 6.75 | G01 13mm gypsum board | 0.0127 | 217.0958 | 217.0958 |  |  | 1465.3968 | 1465.3968 |  |  | 2930.7936 | 84.6674 | 84.6674 |  |  | 169.3347
536 | 824F52 | Wall | int_wall | Floor 3 Lounge | 24.1548 | 800 | 0.39 | 6.75 | G01 13mm gypsum board | 0.0127 | [10 empty] | 800 | 0.39 | 6.75 | G01 13mm gypsum board | 0.0127 | 245.4127 | 245.4127 |  |  | 1656.5355 | 1656.5355 |  |  | 3313.0711 | 95.7109 | 95.7109 |  |  | 191.4219
537 | D2E9BA | Wall | int_wall | Floor 3 Lounge | 6.5032 | 800 | 0.39 | 6.75 | G01 13mm gypsum board | 0.0127 | [10 empty] | 800 | 0.39 | 6.75 | G01 13mm gypsum board | 0.0127 | 66.0726 | 66.0726 |  |  | 445.9903 | 445.9903 |  |  | 891.9807 | 25.7683 | 25.7683 |  |  | 51.5367
538 | D197DA | Wall | int_wall | Floor 3 Lounge | 6.5032 | 800 | 0.39 | 6.75 | G01 13mm gypsum board | 0.0127 | [10 empty] | 800 | 0.39 | 6.75 | G01 13mm gypsum board | 0.0127 | 66.0726 | 66.0726 |  |  | 445.9903 | 445.9903 |  |  | 891.9807 | 25.7683 | 25.7683 |  |  | 51.5367
539 | 7C7BE2 | Wall | int_wall | Floor 3 Lounge | 14.8645 | 800 | 0.39 | 6.75 | G01 13mm gypsum board | 0.0127 | [10 empty] | 800 | 0.39 | 6.75 | G01 13mm gypsum board | 0.0127 | 151.0232 | 151.0232 |  |  | 1019.4065 | 1019.4065 |  |  | 2038.813 | 58.899 | 58.899 |  |  | 117.7981
540 | 812B32 | Wall | int_wall | Floor 3 Lounge | 9.2903 | 800 | 0.39 | 6.75 | G01 13mm gypsum board | 0.0127 | [10 empty] | 800 | 0.39 | 6.75 | G01 13mm gypsum board | 0.0127 | 94.3895 | 94.3895 |  |  | 637.129 | 637.129 |  |  | 1274.2581 | 36.8119 | 36.8119 |  |  | 73.6238
541 | 6D960C | Wall | int_wall | Floor 3 Lounge Toilet | 14.8645 | 800 | 0.39 | 6.75 | G01 13mm gypsum board | 0.0127 | [10 empty] | 800 | 0.39 | 6.75 | G01 13mm gypsum board | 0.0127 | 151.0232 | 151.0232 |  |  | 1019.4065 | 1019.4065 |  |  | 2038.813 | 58.899 | 58.899 |  |  | 117.7981
542 | 9AB92B | Wall | int_wall | Floor 3 Lounge Toilet | 11.1484 | 800 | 0.39 | 6.75 | G01 13mm gypsum board | 0.0127 | [10 empty] | 800 | 0.39 | 6.75 | G01 13mm gypsum board | 0.0127 | 113.2674 | 113.2674 |  |  | 764.5549 | 764.5549 |  |  | 1529.1097 | 44.1743 | 44.1743 |  |  | 88.3486
543 | E0FD95 | Wall | int_wall | Floor 3 Lounge Toilet | 14.8645 | 800 | 0.39 | 6.75 | G01 13mm gypsum board | 0.0127 | [10 empty] | 800 | 0.39 | 6.75 | G01 13mm gypsum board | 0.0127 | 151.0232 | 151.0232 |  |  | 1019.4065 | 1019.4065 |  |  | 2038.813 | 58.899 | 58.899 |  |  | 117.7981
544 | 6F0E5D | Wall | int_wall | Floor 3 Mechanical | 13.0064 | 800 | 0.39 | 6.75 | G01 13mm gypsum board | 0.0127 | [10 empty] | 800 | 0.39 | 6.75 | G01 13mm gypsum board | 0.0127 | 132.1453 | 132.1453 |  |  | 891.9807 | 891.9807 |  |  | 1783.9613 | 51.5367 | 51.5367 |  |  | 103.0733
545 | D67C59 | Wall | int_wall | Floor 3 Mechanical | 23.2258 | 800 | 0.39 | 6.75 | G01 13mm gypsum board | 0.0127 | [10 empty] | 800 | 0.39 | 6.75 | G01 13mm gypsum board | 0.0127 | 235.9737 | 235.9737 |  |  | 1592.8226 | 1592.8226 |  |  | 3185.6452 | 92.0298 | 92.0298 |  |  | 184.0595
546 | 6C68C2 | Wall | int_wall | Floor 3 Mechanical | 13.0064 | 800 | 0.39 | 6.75 | G01 13mm gypsum board | 0.0127 | [10 empty] | 800 | 0.39 | 6.75 | G01 13mm gypsum board | 0.0127 | 132.1453 | 132.1453 |  |  | 891.9807 | 891.9807 |  |  | 1783.9613 | 51.5367 | 51.5367 |  |  | 103.0733
547 | A11DA8 | Wall | int_wall | Floor 3 Mechanical Hall | 23.2258 | 800 | 0.39 | 6.75 | G01 13mm gypsum board | 0.0127 | [10 empty] | 800 | 0.39 | 6.75 | G01 13mm gypsum board | 0.0127 | 235.9737 | 235.9737 |  |  | 1592.8226 | 1592.8226 |  |  | 3185.6452 | 92.0298 | 92.0298 |  |  | 184.0595
548 | BC2C22 | Wall | int_wall | Floor 3 Mechanical Hall | 5.5742 | 800 | 0.39 | 6.75 | G01 13mm gypsum board | 0.0127 | [10 empty] | 800 | 0.39 | 6.75 | G01 13mm gypsum board | 0.0127 | 56.6337 | 56.6337 |  |  | 382.2774 | 382.2774 |  |  | 764.5549 | 22.0871 | 22.0871 |  |  | 44.1743
549 | 44775D | Wall | int_wall | Floor 3 Mechanical Hall | 24.1548 | 800 | 0.39 | 6.75 | G01 13mm gypsum board | 0.0127 | [10 empty] | 800 | 0.39 | 6.75 | G01 13mm gypsum board | 0.0127 | 245.4127 | 245.4127 |  |  | 1656.5355 | 1656.5355 |  |  | 3313.0711 | 95.7109 | 95.7109 |  |  | 191.4219
550 | CDD69A | Wall | int_wall | Floor 3 Mechanical Hall | 5.5742 | 800 | 0.39 | 6.75 | G01 13mm gypsum board | 0.0127 | [10 empty] | 800 | 0.39 | 6.75 | G01 13mm gypsum board | 0.0127 | 56.6337 | 56.6337 |  |  | 382.2774 | 382.2774 |  |  | 764.5549 | 22.0871 | 22.0871 |  |  | 44.1743
551 | F5E7FE | Wall | int_wall | Floor 3 Mechanical Hall | 11.1484 | 800 | 0.39 | 6.75 | G01 13mm gypsum board | 0.0127 | [10 empty] | 800 | 0.39 | 6.75 | G01 13mm gypsum board | 0.0127 | 113.2674 | 113.2674 |  |  | 764.5549 | 764.5549 |  |  | 1529.1097 | 44.1743 | 44.1743 |  |  | 88.3486
552 | 4BF787 | Wall | int_wall | Floor 3 Mechanical Hall | 5.5742 | 800 | 0.39 | 6.75 | G01 13mm gypsum board | 0.0127 | [10 empty] | 800 | 0.39 | 6.75 | G01 13mm gypsum board | 0.0127 | 56.6337 | 56.6337 |  |  | 382.2774 | 382.2774 |  |  | 764.5549 | 22.0871 | 22.0871 |  |  | 44.1743
553 | 98A52C | Wall | int_wall | Floor 3 Mechanical Hall | 23.2258 | 800 | 0.39 | 6.75 | G01 13mm gypsum board | 0.0127 | [10 empty] | 800 | 0.39 | 6.75 | G01 13mm gypsum board | 0.0127 | 235.9737 | 235.9737 |  |  | 1592.8226 | 1592.8226 |  |  | 3185.6452 | 92.0298 | 92.0298 |  |  | 184.0595
554 | 6310E5 | Wall | int_wall | Floor 3 Mechanical Hall | 5.5742 | 800 | 0.39 | 6.75 | G01 13mm gypsum board | 0.0127 | [10 empty] | 800 | 0.39 | 6.75 | G01 13mm gypsum board | 0.0127 | 56.6337 | 56.6337 |  |  | 382.2774 | 382.2774 |  |  | 764.5549 | 22.0871 | 22.0871 |  |  | 44.1743
555 | 5FDFAE | Wall | int_wall | Floor 3 Office | 85.4708 | 800 | 0.39 | 6.75 | G01 13mm gypsum board | 0.0127 | [10 empty] | 800 | 0.39 | 6.75 | G01 13mm gypsum board | 0.0127 | 868.3833 | 868.3833 |  |  | 5861.5872 | 5861.5872 |  |  | 11723.1745 | 338.6695 | 338.6695 |  |  | 677.339
556 | C7B7AA | Wall | int_wall | Floor 3 Office | 6.5032 | 800 | 0.39 | 6.75 | G01 13mm gypsum board | 0.0127 | [10 empty] | 800 | 0.39 | 6.75 | G01 13mm gypsum board | 0.0127 | 66.0726 | 66.0726 |  |  | 445.9903 | 445.9903 |  |  | 891.9807 | 25.7683 | 25.7683 |  |  | 51.5367
557 | B972D4 | Wall | int_wall | Floor 3 Office | 30.658 | 800 | 0.39 | 6.75 | G01 13mm gypsum board | 0.0127 | [10 empty] | 800 | 0.39 | 6.75 | G01 13mm gypsum board | 0.0127 | 311.4853 | 311.4853 |  |  | 2102.5259 | 2102.5259 |  |  | 4205.0517 | 121.4793 | 121.4793 |  |  | 242.9585
558 | 7DCAF1 | Wall | int_wall | Floor 3 Office | 16.7225 | 800 | 0.39 | 6.75 | G01 13mm gypsum board | 0.0127 | [10 empty] | 800 | 0.39 | 6.75 | G01 13mm gypsum board | 0.0127 | 169.9011 | 169.9011 |  |  | 1146.8323 | 1146.8323 |  |  | 2293.6646 | 66.2614 | 66.2614 |  |  | 132.5228
559 | CBFB94 | Wall | int_wall | Floor 3 Office | 14.8645 | 800 | 0.39 | 6.75 | G01 13mm gypsum board | 0.0127 | [10 empty] | 800 | 0.39 | 6.75 | G01 13mm gypsum board | 0.0127 | 151.0232 | 151.0232 |  |  | 1019.4065 | 1019.4065 |  |  | 2038.813 | 58.899 | 58.899 |  |  | 117.7981
560 | A5FC87 | Wall | int_wall | Floor 3 Office | 9.2903 | 800 | 0.39 | 6.75 | G01 13mm gypsum board | 0.0127 | [10 empty] | 800 | 0.39 | 6.75 | G01 13mm gypsum board | 0.0127 | 94.3895 | 94.3895 |  |  | 637.129 | 637.129 |  |  | 1274.2581 | 36.8119 | 36.8119 |  |  | 73.6238
561 | CC8990 | Wall | int_wall | Floor 3 Office Hall | 21.3677 | 800 | 0.39 | 6.75 | G01 13mm gypsum board | 0.0127 | [10 empty] | 800 | 0.39 | 6.75 | G01 13mm gypsum board | 0.0127 | 217.0958 | 217.0958 |  |  | 1465.3968 | 1465.3968 |  |  | 2930.7936 | 84.6674 | 84.6674 |  |  | 169.3347
562 | 2F3F2A | Wall | int_wall | Floor 3 Office Hall | 48.3096 | 800 | 0.39 | 6.75 | G01 13mm gypsum board | 0.0127 | [10 empty] | 800 | 0.39 | 6.75 | G01 13mm gypsum board | 0.0127 | 490.8253 | 490.8253 |  |  | 3313.0711 | 3313.0711 |  |  | 6626.1421 | 191.4219 | 191.4219 |  |  | 382.8438
563 | 869ED5 | Wall | int_wall | Floor 3 Office Hall | 5.5742 | 800 | 0.39 | 6.75 | G01 13mm gypsum board | 0.0127 | [10 empty] | 800 | 0.39 | 6.75 | G01 13mm gypsum board | 0.0127 | 56.6337 | 56.6337 |  |  | 382.2774 | 382.2774 |  |  | 764.5549 | 22.0871 | 22.0871 |  |  | 44.1743
564 | D75504 | Wall | int_wall | Floor 3 Office Hall | 5.5742 | 800 | 0.39 | 6.75 | G01 13mm gypsum board | 0.0127 | [10 empty] | 800 | 0.39 | 6.75 | G01 13mm gypsum board | 0.0127 | 56.6337 | 56.6337 |  |  | 382.2774 | 382.2774 |  |  | 764.5549 | 22.0871 | 22.0871 |  |  | 44.1743
565 | E80026 | Wall | int_wall | Floor 3 Office Hall | 13.0064 | 800 | 0.39 | 6.75 | G01 13mm gypsum board | 0.0127 | [10 empty] | 800 | 0.39 | 6.75 | G01 13mm gypsum board | 0.0127 | 132.1453 | 132.1453 |  |  | 891.9807 | 891.9807 |  |  | 1783.9613 | 51.5367 | 51.5367 |  |  | 103.0733
566 | A03B2E | Wall | int_wall | Floor 3 Office Hall | 6.5032 | 800 | 0.39 | 6.75 | G01 13mm gypsum board | 0.0127 | [10 empty] | 800 | 0.39 | 6.75 | G01 13mm gypsum board | 0.0127 | 66.0726 | 66.0726 |  |  | 445.9903 | 445.9903 |  |  | 891.9807 | 25.7683 | 25.7683 |  |  | 51.5367
567 | 133349 | Wall | int_wall | Floor 3 Office Hall | 16.7225 | 800 | 0.39 | 6.75 | G01 13mm gypsum board | 0.0127 | [10 empty] | 800 | 0.39 | 6.75 | G01 13mm gypsum board | 0.0127 | 169.9011 | 169.9011 |  |  | 1146.8323 | 1146.8323 |  |  | 2293.6646 | 66.2614 | 66.2614 |  |  | 132.5228
568 | 7DCD8A | Wall | int_wall | Floor 3 Office Hall | 11.1484 | 800 | 0.39 | 6.75 | G01 13mm gypsum board | 0.0127 | [10 empty] | 800 | 0.39 | 6.75 | G01 13mm gypsum board | 0.0127 | 113.2674 | 113.2674 |  |  | 764.5549 | 764.5549 |  |  | 1529.1097 | 44.1743 | 44.1743 |  |  | 88.3486
569 | D7E6B2 | Wall | int_wall | Floor 3 Office Hall | 85.4708 | 800 | 0.39 | 6.75 | G01 13mm gypsum board | 0.0127 | [10 empty] | 800 | 0.39 | 6.75 | G01 13mm gypsum board | 0.0127 | 868.3833 | 868.3833 |  |  | 5861.5872 | 5861.5872 |  |  | 11723.1745 | 338.6695 | 338.6695 |  |  | 677.339
570 | 8646EF | Wall | int_wall | Floor 3 Office Hall | 11.1484 | 800 | 0.39 | 6.75 | G01 13mm gypsum board | 0.0127 | [10 empty] | 800 | 0.39 | 6.75 | G01 13mm gypsum board | 0.0127 | 113.2674 | 113.2674 |  |  | 764.5549 | 764.5549 |  |  | 1529.1097 | 44.1743 | 44.1743 |  |  | 88.3486
571 | 840387 | Wall | int_wall | Floor 3 Office Hall | 39.0193 | 800 | 0.39 | 6.75 | G01 13mm gypsum board | 0.0127 | [10 empty] | 800 | 0.39 | 6.75 | G01 13mm gypsum board | 0.0127 | 396.4359 | 396.4359 |  |  | 2675.942 | 2675.942 |  |  | 5351.884 | 154.61 | 154.61 |  |  | 309.22
572 | 460DA4 | Wall | int_wall | Floor 3 Office Toilet | 8.3613 | 800 | 0.39 | 6.75 | G01 13mm gypsum board | 0.0127 | [10 empty] | 800 | 0.39 | 6.75 | G01 13mm gypsum board | 0.0127 | 84.9505 | 84.9505 |  |  | 573.4161 | 573.4161 |  |  | 1146.8323 | 33.1307 | 33.1307 |  |  | 66.2614
573 | 8316C5 | Wall | int_wall | Floor 3 Office Toilet | 5.5742 | 800 | 0.39 | 6.75 | G01 13mm gypsum board | 0.0127 | [10 empty] | 800 | 0.39 | 6.75 | G01 13mm gypsum board | 0.0127 | 56.6337 | 56.6337 |  |  | 382.2774 | 382.2774 |  |  | 764.5549 | 22.0871 | 22.0871 |  |  | 44.1743
574 | D5E94D | Wall | int_wall | Floor 3 Office Toilet | 6.5032 | 800 | 0.39 | 6.75 | G01 13mm gypsum board | 0.0127 | [10 empty] | 800 | 0.39 | 6.75 | G01 13mm gypsum board | 0.0127 | 66.0726 | 66.0726 |  |  | 445.9903 | 445.9903 |  |  | 891.9807 | 25.7683 | 25.7683 |  |  | 51.5367
575 | D0C6E8 | Wall | int_wall | Floor 3 Office Toilet | 1.8581 | 800 | 0.39 | 6.75 | G01 13mm gypsum board | 0.0127 | [10 empty] | 800 | 0.39 | 6.75 | G01 13mm gypsum board | 0.0127 | 18.8779 | 18.8779 |  |  | 127.4258 | 127.4258 |  |  | 254.8516 | 7.3624 | 7.3624 |  |  | 14.7248
576 | 4497EF | Wall | int_wall | Floor 3 Physical Therapy 1 | 18.5806 | 800 | 0.39 | 6.75 | G01 13mm gypsum board | 0.0127 | [10 empty] | 800 | 0.39 | 6.75 | G01 13mm gypsum board | 0.0127 | 188.779 | 188.779 |  |  | 1274.2581 | 1274.2581 |  |  | 2548.5162 | 73.6238 | 73.6238 |  |  | 147.2476
577 | F3F6EA | Wall | int_wall | Floor 3 Physical Therapy 1 | 13.0064 | 800 | 0.39 | 6.75 | G01 13mm gypsum board | 0.0127 | [10 empty] | 800 | 0.39 | 6.75 | G01 13mm gypsum board | 0.0127 | 132.1453 | 132.1453 |  |  | 891.9807 | 891.9807 |  |  | 1783.9613 | 51.5367 | 51.5367 |  |  | 103.0733
578 | BCAAD1 | Wall | int_wall | Floor 3 Physical Therapy 1 | 34.3741 | 800 | 0.39 | 6.75 | G01 13mm gypsum board | 0.0127 | [10 empty] | 800 | 0.39 | 6.75 | G01 13mm gypsum board | 0.0127 | 349.2411 | 349.2411 |  |  | 2357.3775 | 2357.3775 |  |  | 4714.755 | 136.204 | 136.204 |  |  | 272.4081
579 | E5720F | Wall | int_wall | Floor 3 Physical Therapy 1 | 13.0064 | 800 | 0.39 | 6.75 | G01 13mm gypsum board | 0.0127 | [10 empty] | 800 | 0.39 | 6.75 | G01 13mm gypsum board | 0.0127 | 132.1453 | 132.1453 |  |  | 891.9807 | 891.9807 |  |  | 1783.9613 | 51.5367 | 51.5367 |  |  | 103.0733
580 | 958E3F | Wall | int_wall | Floor 3 Physical Therapy 2 | 34.3741 | 800 | 0.39 | 6.75 | G01 13mm gypsum board | 0.0127 | [10 empty] | 800 | 0.39 | 6.75 | G01 13mm gypsum board | 0.0127 | 349.2411 | 349.2411 |  |  | 2357.3775 | 2357.3775 |  |  | 4714.755 | 136.204 | 136.204 |  |  | 272.4081
581 | 27D999 | Wall | int_wall | Floor 3 Physical Therapy 2 | 14.8645 | 800 | 0.39 | 6.75 | G01 13mm gypsum board | 0.0127 | [10 empty] | 800 | 0.39 | 6.75 | G01 13mm gypsum board | 0.0127 | 151.0232 | 151.0232 |  |  | 1019.4065 | 1019.4065 |  |  | 2038.813 | 58.899 | 58.899 |  |  | 117.7981
582 | 55BD05 | Wall | int_wall | Floor 3 Physical Therapy 2 | 5.5742 | 800 | 0.39 | 6.75 | G01 13mm gypsum board | 0.0127 | [10 empty] | 800 | 0.39 | 6.75 | G01 13mm gypsum board | 0.0127 | 56.6337 | 56.6337 |  |  | 382.2774 | 382.2774 |  |  | 764.5549 | 22.0871 | 22.0871 |  |  | 44.1743
583 | 8BCB23 | Wall | int_wall | Floor 3 Physical Therapy 2 | 14.8645 | 800 | 0.39 | 6.75 | G01 13mm gypsum board | 0.0127 | [10 empty] | 800 | 0.39 | 6.75 | G01 13mm gypsum board | 0.0127 | 151.0232 | 151.0232 |  |  | 1019.4065 | 1019.4065 |  |  | 2038.813 | 58.899 | 58.899 |  |  | 117.7981
584 | 5C690E | Wall | int_wall | Floor 3 Physical Therapy 2 | 5.5742 | 800 | 0.39 | 6.75 | G01 13mm gypsum board | 0.0127 | [10 empty] | 800 | 0.39 | 6.75 | G01 13mm gypsum board | 0.0127 | 56.6337 | 56.6337 |  |  | 382.2774 | 382.2774 |  |  | 764.5549 | 22.0871 | 22.0871 |  |  | 44.1743
585 | E49C43 | Wall | int_wall | Floor 3 Physical Therapy 2 | 16.7225 | 800 | 0.39 | 6.75 | G01 13mm gypsum board | 0.0127 | [10 empty] | 800 | 0.39 | 6.75 | G01 13mm gypsum board | 0.0127 | 169.9011 | 169.9011 |  |  | 1146.8323 | 1146.8323 |  |  | 2293.6646 | 66.2614 | 66.2614 |  |  | 132.5228
586 | EF4AD1 | Wall | int_wall | Floor 3 Physical Therapy 2 | 6.5032 | 800 | 0.39 | 6.75 | G01 13mm gypsum board | 0.0127 | [10 empty] | 800 | 0.39 | 6.75 | G01 13mm gypsum board | 0.0127 | 66.0726 | 66.0726 |  |  | 445.9903 | 445.9903 |  |  | 891.9807 | 25.7683 | 25.7683 |  |  | 51.5367
587 | 44D36C | Wall | int_wall | Floor 3 Physical Therapy Toilet | 11.1484 | 800 | 0.39 | 6.75 | G01 13mm gypsum board | 0.0127 | [10 empty] | 800 | 0.39 | 6.75 | G01 13mm gypsum board | 0.0127 | 113.2674 | 113.2674 |  |  | 764.5549 | 764.5549 |  |  | 1529.1097 | 44.1743 | 44.1743 |  |  | 88.3486
588 | CD21EC | Wall | int_wall | Floor 3 Physical Therapy Toilet | 6.5032 | 800 | 0.39 | 6.75 | G01 13mm gypsum board | 0.0127 | [10 empty] | 800 | 0.39 | 6.75 | G01 13mm gypsum board | 0.0127 | 66.0726 | 66.0726 |  |  | 445.9903 | 445.9903 |  |  | 891.9807 | 25.7683 | 25.7683 |  |  | 51.5367
589 | BF7411 | Wall | int_wall | Floor 3 Physical Therapy Toilet | 6.5032 | 800 | 0.39 | 6.75 | G01 13mm gypsum board | 0.0127 | [10 empty] | 800 | 0.39 | 6.75 | G01 13mm gypsum board | 0.0127 | 66.0726 | 66.0726 |  |  | 445.9903 | 445.9903 |  |  | 891.9807 | 25.7683 | 25.7683 |  |  | 51.5367
590 | EA4A9E | Wall | int_wall | Floor 3 Physical Therapy Toilet | 11.1484 | 800 | 0.39 | 6.75 | G01 13mm gypsum board | 0.0127 | [10 empty] | 800 | 0.39 | 6.75 | G01 13mm gypsum board | 0.0127 | 113.2674 | 113.2674 |  |  | 764.5549 | 764.5549 |  |  | 1529.1097 | 44.1743 | 44.1743 |  |  | 88.3486
591 | D4C22E | Wall | int_wall | Floor 3 Storage 1 | 16.7225 | 800 | 0.39 | 6.75 | G01 13mm gypsum board | 0.0127 | [10 empty] | 800 | 0.39 | 6.75 | G01 13mm gypsum board | 0.0127 | 169.9011 | 169.9011 |  |  | 1146.8323 | 1146.8323 |  |  | 2293.6646 | 66.2614 | 66.2614 |  |  | 132.5228
592 | 6EC372 | Wall | int_wall | Floor 3 Storage 1 | 5.5742 | 800 | 0.39 | 6.75 | G01 13mm gypsum board | 0.0127 | [10 empty] | 800 | 0.39 | 6.75 | G01 13mm gypsum board | 0.0127 | 56.6337 | 56.6337 |  |  | 382.2774 | 382.2774 |  |  | 764.5549 | 22.0871 | 22.0871 |  |  | 44.1743
593 | 301CE0 | Wall | int_wall | Floor 3 Storage 1 | 5.5742 | 800 | 0.39 | 6.75 | G01 13mm gypsum board | 0.0127 | [10 empty] | 800 | 0.39 | 6.75 | G01 13mm gypsum board | 0.0127 | 56.6337 | 56.6337 |  |  | 382.2774 | 382.2774 |  |  | 764.5549 | 22.0871 | 22.0871 |  |  | 44.1743
594 | 89A685 | Wall | int_wall | Floor 3 Storage 1 | 16.7225 | 800 | 0.39 | 6.75 | G01 13mm gypsum board | 0.0127 | [10 empty] | 800 | 0.39 | 6.75 | G01 13mm gypsum board | 0.0127 | 169.9011 | 169.9011 |  |  | 1146.8323 | 1146.8323 |  |  | 2293.6646 | 66.2614 | 66.2614 |  |  | 132.5228
595 | FE5F03 | Wall | int_wall | Floor 3 Storage 2 | 6.5032 | 800 | 0.39 | 6.75 | G01 13mm gypsum board | 0.0127 | [10 empty] | 800 | 0.39 | 6.75 | G01 13mm gypsum board | 0.0127 | 66.0726 | 66.0726 |  |  | 445.9903 | 445.9903 |  |  | 891.9807 | 25.7683 | 25.7683 |  |  | 51.5367
596 | 1F37D7 | Wall | int_wall | Floor 3 Storage 2 | 11.1484 | 800 | 0.39 | 6.75 | G01 13mm gypsum board | 0.0127 | [10 empty] | 800 | 0.39 | 6.75 | G01 13mm gypsum board | 0.0127 | 113.2674 | 113.2674 |  |  | 764.5549 | 764.5549 |  |  | 1529.1097 | 44.1743 | 44.1743 |  |  | 88.3486
597 | AC05CF | Wall | int_wall | Floor 3 Storage 2 | 6.5032 | 800 | 0.39 | 6.75 | G01 13mm gypsum board | 0.0127 | [10 empty] | 800 | 0.39 | 6.75 | G01 13mm gypsum board | 0.0127 | 66.0726 | 66.0726 |  |  | 445.9903 | 445.9903 |  |  | 891.9807 | 25.7683 | 25.7683 |  |  | 51.5367
598 | C9F74B | Wall | int_wall | Floor 3 Storage 2 | 11.1484 | 800 | 0.39 | 6.75 | G01 13mm gypsum board | 0.0127 | [10 empty] | 800 | 0.39 | 6.75 | G01 13mm gypsum board | 0.0127 | 113.2674 | 113.2674 |  |  | 764.5549 | 764.5549 |  |  | 1529.1097 | 44.1743 | 44.1743 |  |  | 88.3486
599 | C78153 | Wall | int_wall | Floor 3 Treatment | 13.0064 | 800 | 0.39 | 6.75 | G01 13mm gypsum board | 0.0127 | [10 empty] | 800 | 0.39 | 6.75 | G01 13mm gypsum board | 0.0127 | 132.1453 | 132.1453 |  |  | 891.9807 | 891.9807 |  |  | 1783.9613 | 51.5367 | 51.5367 |  |  | 103.0733
600 | D13E00 | Wall | int_wall | Floor 3 Treatment | 13.0064 | 800 | 0.39 | 6.75 | G01 13mm gypsum board | 0.0127 | [10 empty] | 800 | 0.39 | 6.75 | G01 13mm gypsum board | 0.0127 | 132.1453 | 132.1453 |  |  | 891.9807 | 891.9807 |  |  | 1783.9613 | 51.5367 | 51.5367 |  |  | 103.0733
601 | 2451B7 | Wall | int_wall | Floor 3 Treatment | 14.8645 | 800 | 0.39 | 6.75 | G01 13mm gypsum board | 0.0127 | [10 empty] | 800 | 0.39 | 6.75 | G01 13mm gypsum board | 0.0127 | 151.0232 | 151.0232 |  |  | 1019.4065 | 1019.4065 |  |  | 2038.813 | 58.899 | 58.899 |  |  | 117.7981
602 | 624E8A | Wall | int_wall | Floor 3 Treatment | 31.587 | 800 | 0.39 | 6.75 | G01 13mm gypsum board | 0.0127 | [10 empty] | 800 | 0.39 | 6.75 | G01 13mm gypsum board | 0.0127 | 320.9243 | 320.9243 |  |  | 2166.2388 | 2166.2388 |  |  | 4332.4775 | 125.1605 | 125.1605 |  |  | 250.3209
603 | D6005B | Wall | int_wall | Floor 3 Treatment | 16.7225 | 800 | 0.39 | 6.75 | G01 13mm gypsum board | 0.0127 | [10 empty] | 800 | 0.39 | 6.75 | G01 13mm gypsum board | 0.0127 | 169.9011 | 169.9011 |  |  | 1146.8323 | 1146.8323 |  |  | 2293.6646 | 66.2614 | 66.2614 |  |  | 132.5228
604 | C050FD | Wall | int_wall | Floor 3 Undeveloped 1 | 18.5806 | 800 | 0.39 | 6.75 | G01 13mm gypsum board | 0.0127 | [10 empty] | 800 | 0.39 | 6.75 | G01 13mm gypsum board | 0.0127 | 188.779 | 188.779 |  |  | 1274.2581 | 1274.2581 |  |  | 2548.5162 | 73.6238 | 73.6238 |  |  | 147.2476
605 | F8F69A | Wall | int_wall | Floor 3 Undeveloped 1 | 22.2967 | 800 | 0.39 | 6.75 | G01 13mm gypsum board | 0.0127 | [10 empty] | 800 | 0.39 | 6.75 | G01 13mm gypsum board | 0.0127 | 226.5348 | 226.5348 |  |  | 1529.1097 | 1529.1097 |  |  | 3058.2194 | 88.3486 | 88.3486 |  |  | 176.6971
606 | 4CCA8D | Wall | int_wall | Floor 3 Undeveloped 1 | 39.0193 | 800 | 0.39 | 6.75 | G01 13mm gypsum board | 0.0127 | [10 empty] | 800 | 0.39 | 6.75 | G01 13mm gypsum board | 0.0127 | 396.4359 | 396.4359 |  |  | 2675.942 | 2675.942 |  |  | 5351.884 | 154.61 | 154.61 |  |  | 309.22
607 | 2336C8 | Wall | int_wall | Floor 3 Undeveloped 1 | 31.587 | 800 | 0.39 | 6.75 | G01 13mm gypsum board | 0.0127 | [10 empty] | 800 | 0.39 | 6.75 | G01 13mm gypsum board | 0.0127 | 320.9243 | 320.9243 |  |  | 2166.2388 | 2166.2388 |  |  | 4332.4775 | 125.1605 | 125.1605 |  |  | 250.3209
608 | D5C4E5 | Wall | int_wall | Floor 3 Undeveloped 2 | 11.1484 | 800 | 0.39 | 6.75 | G01 13mm gypsum board | 0.0127 | [10 empty] | 800 | 0.39 | 6.75 | G01 13mm gypsum board | 0.0127 | 113.2674 | 113.2674 |  |  | 764.5549 | 764.5549 |  |  | 1529.1097 | 44.1743 | 44.1743 |  |  | 88.3486
609 | C1B522 | Wall | int_wall | Floor 3 Undeveloped 2 | 7.4322 | 800 | 0.39 | 6.75 | G01 13mm gypsum board | 0.0127 | [10 empty] | 800 | 0.39 | 6.75 | G01 13mm gypsum board | 0.0127 | 75.5116 | 75.5116 |  |  | 509.7032 | 509.7032 |  |  | 1019.4065 | 29.4495 | 29.4495 |  |  | 58.899
610 | 192E17 | Wall | int_wall | Floor 3 Undeveloped 2 | 22.2967 | 800 | 0.39 | 6.75 | G01 13mm gypsum board | 0.0127 | [10 empty] | 800 | 0.39 | 6.75 | G01 13mm gypsum board | 0.0127 | 226.5348 | 226.5348 |  |  | 1529.1097 | 1529.1097 |  |  | 3058.2194 | 88.3486 | 88.3486 |  |  | 176.6971
611 | 855B07 | Wall | int_wall | Floor 3 Undeveloped 2 | 48.3096 | 800 | 0.39 | 6.75 | G01 13mm gypsum board | 0.0127 | [10 empty] | 800 | 0.39 | 6.75 | G01 13mm gypsum board | 0.0127 | 490.8253 | 490.8253 |  |  | 3313.0711 | 3313.0711 |  |  | 6626.1421 | 191.4219 | 191.4219 |  |  | 382.8438
612 | 111907 | Wall | int_wall | Floor 3 Utility | 16.7225 | 800 | 0.39 | 6.75 | G01 13mm gypsum board | 0.0127 | [10 empty] | 800 | 0.39 | 6.75 | G01 13mm gypsum board | 0.0127 | 169.9011 | 169.9011 |  |  | 1146.8323 | 1146.8323 |  |  | 2293.6646 | 66.2614 | 66.2614 |  |  | 132.5228
613 | CF2803 | Wall | int_wall | Floor 3 Utility | 11.1484 | 800 | 0.39 | 6.75 | G01 13mm gypsum board | 0.0127 | [10 empty] | 800 | 0.39 | 6.75 | G01 13mm gypsum board | 0.0127 | 113.2674 | 113.2674 |  |  | 764.5549 | 764.5549 |  |  | 1529.1097 | 44.1743 | 44.1743 |  |  | 88.3486
614 | 180143 | Wall | int_wall | Floor 3 Utility | 16.7225 | 800 | 0.39 | 6.75 | G01 13mm gypsum board | 0.0127 | [10 empty] | 800 | 0.39 | 6.75 | G01 13mm gypsum board | 0.0127 | 169.9011 | 169.9011 |  |  | 1146.8323 | 1146.8323 |  |  | 2293.6646 | 66.2614 | 66.2614 |  |  | 132.5228
615 | 2BC70D | Wall | int_wall | Floor 3 Utility | 11.1484 | 800 | 0.39 | 6.75 | G01 13mm gypsum board | 0.0127 | [10 empty] | 800 | 0.39 | 6.75 | G01 13mm gypsum board | 0.0127 | 113.2674 | 113.2674 |  |  | 764.5549 | 764.5549 |  |  | 1529.1097 | 44.1743 | 44.1743 |  |  | 88.3486
616 | 3613B7 | Wall | int_wall | Floor 3 Work | 13.0064 | 800 | 0.39 | 6.75 | G01 13mm gypsum board | 0.0127 | [10 empty] | 800 | 0.39 | 6.75 | G01 13mm gypsum board | 0.0127 | 132.1453 | 132.1453 |  |  | 891.9807 | 891.9807 |  |  | 1783.9613 | 51.5367 | 51.5367 |  |  | 103.0733
617 | E7A265 | Wall | int_wall | Floor 3 Work | 13.0064 | 800 | 0.39 | 6.75 | G01 13mm gypsum board | 0.0127 | [10 empty] | 800 | 0.39 | 6.75 | G01 13mm gypsum board | 0.0127 | 132.1453 | 132.1453 |  |  | 891.9807 | 891.9807 |  |  | 1783.9613 | 51.5367 | 51.5367 |  |  | 103.0733
618 | 4C6DBF | Wall | int_wall | Floor 3 Work | 23.2258 | 800 | 0.39 | 6.75 | G01 13mm gypsum board | 0.0127 | [10 empty] | 800 | 0.39 | 6.75 | G01 13mm gypsum board | 0.0127 | 235.9737 | 235.9737 |  |  | 1592.8226 | 1592.8226 |  |  | 3185.6452 | 92.0298 | 92.0298 |  |  | 184.0595
619 | EFFB3B | Wall | int_wall | Floor 3 Work | 14.8645 | 800 | 0.39 | 6.75 | G01 13mm gypsum board | 0.0127 | [10 empty] | 800 | 0.39 | 6.75 | G01 13mm gypsum board | 0.0127 | 151.0232 | 151.0232 |  |  | 1019.4065 | 1019.4065 |  |  | 2038.813 | 58.899 | 58.899 |  |  | 117.7981
620 | 986A05 | Wall | int_wall | NE Stair | 6.5032 | 800 | 0.39 | 6.75 | G01 13mm gypsum board | 0.0127 | [10 empty] | 800 | 0.39 | 6.75 | G01 13mm gypsum board | 0.0127 | 66.0726 | 66.0726 |  |  | 445.9903 | 445.9903 |  |  | 891.9807 | 25.7683 | 25.7683 |  |  | 51.5367
621 | 6EE166 | Wall | int_wall | NE Stair | 5.5742 | 800 | 0.39 | 6.75 | G01 13mm gypsum board | 0.0127 | [10 empty] | 800 | 0.39 | 6.75 | G01 13mm gypsum board | 0.0127 | 56.6337 | 56.6337 |  |  | 382.2774 | 382.2774 |  |  | 764.5549 | 22.0871 | 22.0871 |  |  | 44.1743
622 | A28F01 | Wall | int_wall | NE Stair | 18.5806 | 800 | 0.39 | 6.75 | G01 13mm gypsum board | 0.0127 | [10 empty] | 800 | 0.39 | 6.75 | G01 13mm gypsum board | 0.0127 | 188.779 | 188.779 |  |  | 1274.2581 | 1274.2581 |  |  | 2548.5162 | 73.6238 | 73.6238 |  |  | 147.2476
623 | DE6295 | Wall | int_wall | NE Stair | 13.0064 | 800 | 0.39 | 6.75 | G01 13mm gypsum board | 0.0127 | [10 empty] | 800 | 0.39 | 6.75 | G01 13mm gypsum board | 0.0127 | 132.1453 | 132.1453 |  |  | 891.9807 | 891.9807 |  |  | 1783.9613 | 51.5367 | 51.5367 |  |  | 103.0733
624 | D68874 | Wall | int_wall | NE Stair | 5.5742 | 800 | 0.39 | 6.75 | G01 13mm gypsum board | 0.0127 | [10 empty] | 800 | 0.39 | 6.75 | G01 13mm gypsum board | 0.0127 | 56.6337 | 56.6337 |  |  | 382.2774 | 382.2774 |  |  | 764.5549 | 22.0871 | 22.0871 |  |  | 44.1743
625 | 16BE00 | Wall | int_wall | NE Stair | 6.5032 | 800 | 0.39 | 6.75 | G01 13mm gypsum board | 0.0127 | [10 empty] | 800 | 0.39 | 6.75 | G01 13mm gypsum board | 0.0127 | 66.0726 | 66.0726 |  |  | 445.9903 | 445.9903 |  |  | 891.9807 | 25.7683 | 25.7683 |  |  | 51.5367
626 | 60F634 | Wall | int_wall | NE Stair | 13.0064 | 800 | 0.39 | 6.75 | G01 13mm gypsum board | 0.0127 | [10 empty] | 800 | 0.39 | 6.75 | G01 13mm gypsum board | 0.0127 | 132.1453 | 132.1453 |  |  | 891.9807 | 891.9807 |  |  | 1783.9613 | 51.5367 | 51.5367 |  |  | 103.0733
627 | EEFDE3 | Wall | int_wall | NE Stair | 6.5032 | 800 | 0.39 | 6.75 | G01 13mm gypsum board | 0.0127 | [10 empty] | 800 | 0.39 | 6.75 | G01 13mm gypsum board | 0.0127 | 66.0726 | 66.0726 |  |  | 445.9903 | 445.9903 |  |  | 891.9807 | 25.7683 | 25.7683 |  |  | 51.5367
628 | 976E3F | Wall | int_wall | NW Elevator | 18.5806 | 800 | 0.39 | 6.75 | G01 13mm gypsum board | 0.0127 | [10 empty] | 800 | 0.39 | 6.75 | G01 13mm gypsum board | 0.0127 | 188.779 | 188.779 |  |  | 1274.2581 | 1274.2581 |  |  | 2548.5162 | 73.6238 | 73.6238 |  |  | 147.2476
629 | D699FF | Wall | int_wall | NW Elevator | 6.5032 | 800 | 0.39 | 6.75 | G01 13mm gypsum board | 0.0127 | [10 empty] | 800 | 0.39 | 6.75 | G01 13mm gypsum board | 0.0127 | 66.0726 | 66.0726 |  |  | 445.9903 | 445.9903 |  |  | 891.9807 | 25.7683 | 25.7683 |  |  | 51.5367
630 | F9DFA4 | Wall | int_wall | NW Elevator | 18.5806 | 800 | 0.39 | 6.75 | G01 13mm gypsum board | 0.0127 | [10 empty] | 800 | 0.39 | 6.75 | G01 13mm gypsum board | 0.0127 | 188.779 | 188.779 |  |  | 1274.2581 | 1274.2581 |  |  | 2548.5162 | 73.6238 | 73.6238 |  |  | 147.2476
631 | BDE9D9 | Wall | int_wall | NW Elevator | 6.5032 | 800 | 0.39 | 6.75 | G01 13mm gypsum board | 0.0127 | [10 empty] | 800 | 0.39 | 6.75 | G01 13mm gypsum board | 0.0127 | 66.0726 | 66.0726 |  |  | 445.9903 | 445.9903 |  |  | 891.9807 | 25.7683 | 25.7683 |  |  | 51.5367
632 | BEDECA | Wall | int_wall | NW Elevator | 18.5806 | 800 | 0.39 | 6.75 | G01 13mm gypsum board | 0.0127 | [10 empty] | 800 | 0.39 | 6.75 | G01 13mm gypsum board | 0.0127 | 188.779 | 188.779 |  |  | 1274.2581 | 1274.2581 |  |  | 2548.5162 | 73.6238 | 73.6238 |  |  | 147.2476
633 | 9BA592 | Wall | int_wall | NW Elevator | 6.5032 | 800 | 0.39 | 6.75 | G01 13mm gypsum board | 0.0127 | [10 empty] | 800 | 0.39 | 6.75 | G01 13mm gypsum board | 0.0127 | 66.0726 | 66.0726 |  |  | 445.9903 | 445.9903 |  |  | 891.9807 | 25.7683 | 25.7683 |  |  | 51.5367
634 | FA9233 | Wall | int_wall | NW Stair | 7.4322 | 800 | 0.39 | 6.75 | G01 13mm gypsum board | 0.0127 | [10 empty] | 800 | 0.39 | 6.75 | G01 13mm gypsum board | 0.0127 | 75.5116 | 75.5116 |  |  | 509.7032 | 509.7032 |  |  | 1019.4065 | 29.4495 | 29.4495 |  |  | 58.899
635 | 74AB49 | Wall | int_wall | NW Stair | 14.8645 | 800 | 0.39 | 6.75 | G01 13mm gypsum board | 0.0127 | [10 empty] | 800 | 0.39 | 6.75 | G01 13mm gypsum board | 0.0127 | 151.0232 | 151.0232 |  |  | 1019.4065 | 1019.4065 |  |  | 2038.813 | 58.899 | 58.899 |  |  | 117.7981
636 | DF47AC | Wall | int_wall | NW Stair | 5.5742 | 800 | 0.39 | 6.75 | G01 13mm gypsum board | 0.0127 | [10 empty] | 800 | 0.39 | 6.75 | G01 13mm gypsum board | 0.0127 | 56.6337 | 56.6337 |  |  | 382.2774 | 382.2774 |  |  | 764.5549 | 22.0871 | 22.0871 |  |  | 44.1743
637 | F41621 | Wall | int_wall | NW Stair | 22.2967 | 800 | 0.39 | 6.75 | G01 13mm gypsum board | 0.0127 | [10 empty] | 800 | 0.39 | 6.75 | G01 13mm gypsum board | 0.0127 | 226.5348 | 226.5348 |  |  | 1529.1097 | 1529.1097 |  |  | 3058.2194 | 88.3486 | 88.3486 |  |  | 176.6971
638 | 7C0F83 | Wall | int_wall | NW Stair | 16.7225 | 800 | 0.39 | 6.75 | G01 13mm gypsum board | 0.0127 | [10 empty] | 800 | 0.39 | 6.75 | G01 13mm gypsum board | 0.0127 | 169.9011 | 169.9011 |  |  | 1146.8323 | 1146.8323 |  |  | 2293.6646 | 66.2614 | 66.2614 |  |  | 132.5228
639 | 8FF821 | Wall | int_wall | SW Stair | 7.4322 | 800 | 0.39 | 6.75 | G01 13mm gypsum board | 0.0127 | [10 empty] | 800 | 0.39 | 6.75 | G01 13mm gypsum board | 0.0127 | 75.5116 | 75.5116 |  |  | 509.7032 | 509.7032 |  |  | 1019.4065 | 29.4495 | 29.4495 |  |  | 58.899
640 | 1068C8 | Wall | int_wall | SW Stair | 11.1484 | 800 | 0.39 | 6.75 | G01 13mm gypsum board | 0.0127 | [10 empty] | 800 | 0.39 | 6.75 | G01 13mm gypsum board | 0.0127 | 113.2674 | 113.2674 |  |  | 764.5549 | 764.5549 |  |  | 1529.1097 | 44.1743 | 44.1743 |  |  | 88.3486
641 | E2AFEB | Wall | int_wall | SW Stair | 11.1484 | 800 | 0.39 | 6.75 | G01 13mm gypsum board | 0.0127 | [10 empty] | 800 | 0.39 | 6.75 | G01 13mm gypsum board | 0.0127 | 113.2674 | 113.2674 |  |  | 764.5549 | 764.5549 |  |  | 1529.1097 | 44.1743 | 44.1743 |  |  | 88.3486
642 | 99468F | Wall | int_wall | SW Stair | 7.4322 | 800 | 0.39 | 6.75 | G01 13mm gypsum board | 0.0127 | [10 empty] | 800 | 0.39 | 6.75 | G01 13mm gypsum board | 0.0127 | 75.5116 | 75.5116 |  |  | 509.7032 | 509.7032 |  |  | 1019.4065 | 29.4495 | 29.4495 |  |  | 58.899
643 | 17258E | Wall | int_wall | SW Stair | 11.1484 | 800 | 0.39 | 6.75 | G01 13mm gypsum board | 0.0127 | [10 empty] | 800 | 0.39 | 6.75 | G01 13mm gypsum board | 0.0127 | 113.2674 | 113.2674 |  |  | 764.5549 | 764.5549 |  |  | 1529.1097 | 44.1743 | 44.1743 |  |  | 88.3486
644 | 573330 | Wall | int_wall | SW Stair | 7.4322 | 800 | 0.39 | 6.75 | G01 13mm gypsum board | 0.0127 | [10 empty] | 800 | 0.39 | 6.75 | G01 13mm gypsum board | 0.0127 | 75.5116 | 75.5116 |  |  | 509.7032 | 509.7032 |  |  | 1019.4065 | 29.4495 | 29.4495 |  |  | 58.899
645 | DDCF3E | Ceiling | int_slab_ceiling | Floor 1 Anesthesia | 2.2297 | 2322 | 0.113 | 0.78 | 100mm Normalweight concrete floor | 0.1016 | [10 empty] | 110 | 3.9 | 74 | CP02 CARPET PAD | 0.00635 | 1.5574 | 526.0137 |  |  | 115.2496 | 410.2907 |  |  | 525.5403 | 6.074 | 59.4396 |  |  | 65.5135
646 | BE1AE1 | Ceiling | int_slab_ceiling | Floor 1 Anesthesia | 7.8039 | 2322 | 0.113 | 0.78 | 100mm Normalweight concrete floor | 0.1016 | [10 empty] | 110 | 3.9 | 74 | CP02 CARPET PAD | 0.00635 | 5.451 | 1841.0481 |  |  | 403.3735 | 1436.0175 |  |  | 1839.391 | 21.2589 | 208.0384 |  |  | 229.2973
647 | F6F6C6 | Ceiling | int_slab_ceiling | Floor 1 Bio Haz | 5.2026 | 2322 | 0.113 | 0.78 | 100mm Normalweight concrete floor | 0.1016 | [10 empty] | 110 | 3.9 | 74 | CP02 CARPET PAD | 0.00635 | 3.634 | 1227.3654 |  |  | 268.9157 | 957.345 |  |  | 1226.2607 | 14.1726 | 138.6923 |  |  | 152.8649
648 | 4783F2 | Ceiling | int_slab_ceiling | Floor 1 Cafe | 39.0193 | 2322 | 0.113 | 0.78 | 100mm Normalweight concrete floor | 0.1016 | [10 empty] | 110 | 3.9 | 74 | CP02 CARPET PAD | 0.00635 | 27.255 | 9205.2405 |  |  | 2016.8674 | 7180.0876 |  |  | 9196.955 | 106.2944 | 1040.1922 |  |  | 1146.4865
649 | EC2478 | Ceiling | int_slab_ceiling | Floor 1 Clean | 0.46452 | 2322 | 0.113 | 0.78 | 100mm Normalweight concrete floor | 0.1016 | [10 empty] | 110 | 3.9 | 74 | CP02 CARPET PAD | 0.00635 | 0.32446 | 109.5862 |  |  | 24.0103 | 85.4772 |  |  | 109.4876 | 1.2654 | 12.3832 |  |  | 13.6486
650 | 1B4EDC | Ceiling | int_slab_ceiling | Floor 1 Clean | 0.37161 | 2322 | 0.113 | 0.78 | 100mm Normalweight concrete floor | 0.1016 | [10 empty] | 110 | 3.9 | 74 | CP02 CARPET PAD | 0.00635 | 0.25957 | 87.669 |  |  | 19.2083 | 68.3818 |  |  | 87.59 | 1.0123 | 9.9066 |  |  | 10.9189
651 | D1AFC9 | Ceiling | int_slab_ceiling | Floor 1 Clean | 5.8529 | 2322 | 0.113 | 0.78 | 100mm Normalweight concrete floor | 0.1016 | [10 empty] | 110 | 3.9 | 74 | CP02 CARPET PAD | 0.00635 | 4.0882 | 1380.7861 |  |  | 302.5301 | 1077.0131 |  |  | 1379.5432 | 15.9442 | 156.0288 |  |  | 171.973
652 | 442699 | Ceiling | int_slab_ceiling | Floor 1 Clean | 5.0168 | 2322 | 0.113 | 0.78 | 100mm Normalweight concrete floor | 0.1016 | [10 empty] | 110 | 3.9 | 74 | CP02 CARPET PAD | 0.00635 | 3.5042 | 1183.5309 |  |  | 259.3115 | 923.1541 |  |  | 1182.4656 | 13.6664 | 133.739 |  |  | 147.4054
653 | 8E9267 | Ceiling | int_slab_ceiling | Floor 1 Clean Work | 6.5032 | 2322 | 0.113 | 0.78 | 100mm Normalweight concrete floor | 0.1016 | [10 empty] | 110 | 3.9 | 74 | CP02 CARPET PAD | 0.00635 | 4.5425 | 1534.2067 |  |  | 336.1446 | 1196.6813 |  |  | 1532.8258 | 17.7157 | 173.3654 |  |  | 191.0811
654 | BB097B | Ceiling | int_slab_ceiling | Floor 1 Clean Work | 3.2516 | 2322 | 0.113 | 0.78 | 100mm Normalweight concrete floor | 0.1016 | [10 empty] | 110 | 3.9 | 74 | CP02 CARPET PAD | 0.00635 | 2.2712 | 767.1034 |  |  | 168.0723 | 598.3406 |  |  | 766.4129 | 8.8579 | 86.6827 |  |  | 95.5405
655 | 2E1FB7 | Ceiling | int_slab_ceiling | Floor 1 Clean Work | 5.5742 | 2322 | 0.113 | 0.78 | 100mm Normalweight concrete floor | 0.1016 | [10 empty] | 110 | 3.9 | 74 | CP02 CARPET PAD | 0.00635 | 3.8936 | 1315.0344 |  |  | 288.1239 | 1025.7268 |  |  | 1313.8507 | 15.1849 | 148.5989 |  |  | 163.7838
656 | 672F1E | Ceiling | int_slab_ceiling | Floor 1 Dictation | 0.83613 | 2322 | 0.113 | 0.78 | 100mm Normalweight concrete floor | 0.1016 | [10 empty] | 110 | 3.9 | 74 | CP02 CARPET PAD | 0.00635 | 0.58403 | 197.2552 |  |  | 43.2186 | 153.859 |  |  | 197.0776 | 2.2777 | 22.2898 |  |  | 24.5676
657 | A7115C | Ceiling | int_slab_ceiling | Floor 1 Dictation | 5.8529 | 2322 | 0.113 | 0.78 | 100mm Normalweight concrete floor | 0.1016 | [10 empty] | 110 | 3.9 | 74 | CP02 CARPET PAD | 0.00635 | 4.0882 | 1380.7861 |  |  | 302.5301 | 1077.0131 |  |  | 1379.5432 | 15.9442 | 156.0288 |  |  | 171.973
658 | AF27F8 | Ceiling | int_slab_ceiling | Floor 1 Dictation | 5.0168 | 2322 | 0.113 | 0.78 | 100mm Normalweight concrete floor | 0.1016 | [10 empty] | 110 | 3.9 | 74 | CP02 CARPET PAD | 0.00635 | 3.5042 | 1183.5309 |  |  | 259.3115 | 923.1541 |  |  | 1182.4656 | 13.6664 | 133.739 |  |  | 147.4054
659 | 5DACB5 | Ceiling | int_slab_ceiling | Floor 1 Dressing Room | 4.1806 | 2322 | 0.113 | 0.78 | 100mm Normalweight concrete floor | 0.1016 | [10 empty] | 110 | 3.9 | 74 | CP02 CARPET PAD | 0.00635 | 2.9202 | 986.2758 |  |  | 216.0929 | 769.2951 |  |  | 985.388 | 11.3887 | 111.4492 |  |  | 122.8378
660 | D7AC92 | Ceiling | int_slab_ceiling | Floor 1 Electrical Room | 9.1045 | 2322 | 0.113 | 0.78 | 100mm Normalweight concrete floor | 0.1016 | [10 empty] | 110 | 3.9 | 74 | CP02 CARPET PAD | 0.00635 | 6.3595 | 2147.8894 |  |  | 470.6024 | 1675.3538 |  |  | 2145.9562 | 24.802 | 242.7115 |  |  | 267.5135
661 | DF9D5D | Ceiling | int_slab_ceiling | Floor 1 Elevator Pump Room | 5.8529 | 2322 | 0.113 | 0.78 | 100mm Normalweight concrete floor | 0.1016 | [10 empty] | 110 | 3.9 | 74 | CP02 CARPET PAD | 0.00635 | 4.0882 | 1380.7861 |  |  | 302.5301 | 1077.0131 |  |  | 1379.5432 | 15.9442 | 156.0288 |  |  | 171.973
662 | 827528 | Ceiling | int_slab_ceiling | Floor 1 Elevator Pump Room | 2.6013 | 2322 | 0.113 | 0.78 | 100mm Normalweight concrete floor | 0.1016 | [10 empty] | 110 | 3.9 | 74 | CP02 CARPET PAD | 0.00635 | 1.817 | 613.6827 |  |  | 134.4578 | 478.6725 |  |  | 613.1303 | 7.0863 | 69.3461 |  |  | 76.4324
663 | D21333 | Ceiling | int_slab_ceiling | Floor 1 Humid | 5.0168 | 2322 | 0.113 | 0.78 | 100mm Normalweight concrete floor | 0.1016 | [10 empty] | 110 | 3.9 | 74 | CP02 CARPET PAD | 0.00635 | 3.5042 | 1183.5309 |  |  | 259.3115 | 923.1541 |  |  | 1182.4656 | 13.6664 | 133.739 |  |  | 147.4054
664 | FB17DD | Ceiling | int_slab_ceiling | Floor 1 IT Hall | 3.2516 | 2322 | 0.113 | 0.78 | 100mm Normalweight concrete floor | 0.1016 | [10 empty] | 110 | 3.9 | 74 | CP02 CARPET PAD | 0.00635 | 2.2712 | 767.1034 |  |  | 168.0723 | 598.3406 |  |  | 766.4129 | 8.8579 | 86.6827 |  |  | 95.5405
665 | 8A2F34 | Ceiling | int_slab_ceiling | Floor 1 IT Hall | 2.7871 | 2322 | 0.113 | 0.78 | 100mm Normalweight concrete floor | 0.1016 | [10 empty] | 110 | 3.9 | 74 | CP02 CARPET PAD | 0.00635 | 1.9468 | 657.5172 |  |  | 144.062 | 512.8634 |  |  | 656.9254 | 7.5925 | 74.2994 |  |  | 81.8919
666 | 9A5B84 | Ceiling | int_slab_ceiling | Floor 1 IT Hall | 6.9677 | 2322 | 0.113 | 0.78 | 100mm Normalweight concrete floor | 0.1016 | [10 empty] | 110 | 3.9 | 74 | CP02 CARPET PAD | 0.00635 | 4.867 | 1643.7929 |  |  | 360.1549 | 1282.1585 |  |  | 1642.3134 | 18.9811 | 185.7486 |  |  | 204.7297
667 | C732D4 | Ceiling | int_slab_ceiling | Floor 1 IT Room | 10.4051 | 2322 | 0.113 | 0.78 | 100mm Normalweight concrete floor | 0.1016 | [10 empty] | 110 | 3.9 | 74 | CP02 CARPET PAD | 0.00635 | 7.268 | 2454.7308 |  |  | 537.8313 | 1914.69 |  |  | 2452.5213 | 28.3452 | 277.3846 |  |  | 305.7297
668 | D647E0 | Ceiling | int_slab_ceiling | Floor 1 Lobby | 6.689 | 2322 | 0.113 | 0.78 | 100mm Normalweight concrete floor | 0.1016 | [10 empty] | 110 | 3.9 | 74 | CP02 CARPET PAD | 0.00635 | 4.6723 | 1578.0412 |  |  | 345.7487 | 1230.8722 |  |  | 1576.6209 | 18.2219 | 178.3187 |  |  | 196.5405
669 | BFB8E1 | Ceiling | int_slab_ceiling | Floor 1 Lobby | 33.2593 | 2322 | 0.113 | 0.78 | 100mm Normalweight concrete floor | 0.1016 | [10 empty] | 110 | 3.9 | 74 | CP02 CARPET PAD | 0.00635 | 23.2316 | 7846.3717 |  |  | 1719.1394 | 6120.1699 |  |  | 7839.3092 | 90.6033 | 886.64 |  |  | 977.2433
670 | 78FEE8 | Ceiling | int_slab_ceiling | Floor 1 Lobby | 17.8374 | 2322 | 0.113 | 0.78 | 100mm Normalweight concrete floor | 0.1016 | [10 empty] | 110 | 3.9 | 74 | CP02 CARPET PAD | 0.00635 | 12.4594 | 4208.1099 |  |  | 921.9965 | 3282.3258 |  |  | 4204.3223 | 48.5917 | 475.5164 |  |  | 524.1081
671 | D60B94 | Ceiling | int_slab_ceiling | Floor 1 Lobby Hall | 11.1484 | 2322 | 0.113 | 0.78 | 100mm Normalweight concrete floor | 0.1016 | [10 empty] | 110 | 3.9 | 74 | CP02 CARPET PAD | 0.00635 | 7.7871 | 2630.0687 |  |  | 576.2478 | 2051.4536 |  |  | 2627.7014 | 30.3698 | 297.1978 |  |  | 327.5676
672 | B7E9B3 | Ceiling | int_slab_ceiling | Floor 1 Lobby Hall | 5.5742 | 2322 | 0.113 | 0.78 | 100mm Normalweight concrete floor | 0.1016 | [10 empty] | 110 | 3.9 | 74 | CP02 CARPET PAD | 0.00635 | 3.8936 | 1315.0344 |  |  | 288.1239 | 1025.7268 |  |  | 1313.8507 | 15.1849 | 148.5989 |  |  | 163.7838
673 | 690A91 | Ceiling | int_slab_ceiling | Floor 1 Lobby Hall | 5.5742 | 2322 | 0.113 | 0.78 | 100mm Normalweight concrete floor | 0.1016 | [10 empty] | 110 | 3.9 | 74 | CP02 CARPET PAD | 0.00635 | 3.8936 | 1315.0344 |  |  | 288.1239 | 1025.7268 |  |  | 1313.8507 | 15.1849 | 148.5989 |  |  | 163.7838
674 | 9BB388 | Ceiling | int_slab_ceiling | Floor 1 Lobby Toilet | 5.0168 | 2322 | 0.113 | 0.78 | 100mm Normalweight concrete floor | 0.1016 | [10 empty] | 110 | 3.9 | 74 | CP02 CARPET PAD | 0.00635 | 3.5042 | 1183.5309 |  |  | 259.3115 | 923.1541 |  |  | 1182.4656 | 13.6664 | 133.739 |  |  | 147.4054
675 | 7B1677 | Ceiling | int_slab_ceiling | Floor 1 Locker Room | 8.3613 | 2322 | 0.113 | 0.78 | 100mm Normalweight concrete floor | 0.1016 | [10 empty] | 110 | 3.9 | 74 | CP02 CARPET PAD | 0.00635 | 5.8403 | 1972.5515 |  |  | 432.1859 | 1538.5902 |  |  | 1970.7761 | 22.7774 | 222.8983 |  |  | 245.6757
676 | 21C5E8 | Ceiling | int_slab_ceiling | Floor 1 Locker Room | 25.0838 | 2322 | 0.113 | 0.78 | 100mm Normalweight concrete floor | 0.1016 | [10 empty] | 110 | 3.9 | 74 | CP02 CARPET PAD | 0.00635 | 17.521 | 5917.6546 |  |  | 1296.5576 | 4615.7706 |  |  | 5912.3282 | 68.3321 | 668.695 |  |  | 737.0271
677 | FDCEC5 | Ceiling | int_slab_ceiling | Floor 1 Locker Room | 2.7871 | 2322 | 0.113 | 0.78 | 100mm Normalweight concrete floor | 0.1016 | [10 empty] | 110 | 3.9 | 74 | CP02 CARPET PAD | 0.00635 | 1.9468 | 657.5172 |  |  | 144.062 | 512.8634 |  |  | 656.9254 | 7.5925 | 74.2994 |  |  | 81.8919
678 | C1F15F | Ceiling | int_slab_ceiling | Floor 1 Locker Room | 13.378 | 2322 | 0.113 | 0.78 | 100mm Normalweight concrete floor | 0.1016 | [10 empty] | 110 | 3.9 | 74 | CP02 CARPET PAD | 0.00635 | 9.3446 | 3156.0825 |  |  | 691.4974 | 2461.7443 |  |  | 3153.2417 | 36.4438 | 356.6373 |  |  | 393.0811
679 | 1E6611 | Ceiling | int_slab_ceiling | Floor 1 Locker Room | 11.7058 | 2322 | 0.113 | 0.78 | 100mm Normalweight concrete floor | 0.1016 | [10 empty] | 110 | 3.9 | 74 | CP02 CARPET PAD | 0.00635 | 8.1765 | 2761.5721 |  |  | 605.0602 | 2154.0263 |  |  | 2759.0865 | 31.8883 | 312.0577 |  |  | 343.946
680 | 1891E7 | Ceiling | int_slab_ceiling | Floor 1 Locker Room Hall | 1.951 | 2322 | 0.113 | 0.78 | 100mm Normalweight concrete floor | 0.1016 | [10 empty] | 110 | 3.9 | 74 | CP02 CARPET PAD | 0.00635 | 1.3627 | 460.262 |  |  | 100.8434 | 359.0044 |  |  | 459.8477 | 5.3147 | 52.0096 |  |  | 57.3243
681 | BD75DE | Ceiling | int_slab_ceiling | Floor 1 Locker Room Hall | 28.7999 | 2322 | 0.113 | 0.78 | 100mm Normalweight concrete floor | 0.1016 | [10 empty] | 110 | 3.9 | 74 | CP02 CARPET PAD | 0.00635 | 20.1168 | 6794.3442 |  |  | 1488.6402 | 5299.5885 |  |  | 6788.2287 | 78.4554 | 767.7609 |  |  | 846.2163
682 | 3137C4 | Ceiling | int_slab_ceiling | Floor 1 Locker Room Hall | 1.6723 | 2322 | 0.113 | 0.78 | 100mm Normalweight concrete floor | 0.1016 | [10 empty] | 110 | 3.9 | 74 | CP02 CARPET PAD | 0.00635 | 1.1681 | 394.5103 |  |  | 86.4372 | 307.718 |  |  | 394.1552 | 4.5555 | 44.5797 |  |  | 49.1351
683 | C8F2F1 | Ceiling | int_slab_ceiling | Floor 1 Locker Room Hall | 6.689 | 2322 | 0.113 | 0.78 | 100mm Normalweight concrete floor | 0.1016 | [10 empty] | 110 | 3.9 | 74 | CP02 CARPET PAD | 0.00635 | 4.6723 | 1578.0412 |  |  | 345.7487 | 1230.8722 |  |  | 1576.6209 | 18.2219 | 178.3187 |  |  | 196.5405
684 | 6B171C | Ceiling | int_slab_ceiling | Floor 1 Locker Room Hall | 1.6723 | 2322 | 0.113 | 0.78 | 100mm Normalweight concrete floor | 0.1016 | [10 empty] | 110 | 3.9 | 74 | CP02 CARPET PAD | 0.00635 | 1.1681 | 394.5103 |  |  | 86.4372 | 307.718 |  |  | 394.1552 | 4.5555 | 44.5797 |  |  | 49.1351
685 | 86C171 | Ceiling | int_slab_ceiling | Floor 1 Locker Room Hall | 5.0168 | 2322 | 0.113 | 0.78 | 100mm Normalweight concrete floor | 0.1016 | [10 empty] | 110 | 3.9 | 74 | CP02 CARPET PAD | 0.00635 | 3.5042 | 1183.5309 |  |  | 259.3115 | 923.1541 |  |  | 1182.4656 | 13.6664 | 133.739 |  |  | 147.4054
686 | C605B5 | Ceiling | int_slab_ceiling | Floor 1 Locker Room Hall | 0.27871 | 2322 | 0.113 | 0.78 | 100mm Normalweight concrete floor | 0.1016 | [10 empty] | 110 | 3.9 | 74 | CP02 CARPET PAD | 0.00635 | 0.19468 | 65.7517 |  |  | 14.4062 | 51.2863 |  |  | 65.6925 | 0.75925 | 7.4299 |  |  | 8.1892
687 | 7B9EEC | Ceiling | int_slab_ceiling | Floor 1 Lounge | 25.0838 | 2322 | 0.113 | 0.78 | 100mm Normalweight concrete floor | 0.1016 | [10 empty] | 110 | 3.9 | 74 | CP02 CARPET PAD | 0.00635 | 17.521 | 5917.6546 |  |  | 1296.5576 | 4615.7706 |  |  | 5912.3282 | 68.3321 | 668.695 |  |  | 737.0271
688 | B04E85 | Ceiling | int_slab_ceiling | Floor 1 Lounge | 8.3613 | 2322 | 0.113 | 0.78 | 100mm Normalweight concrete floor | 0.1016 | [10 empty] | 110 | 3.9 | 74 | CP02 CARPET PAD | 0.00635 | 5.8403 | 1972.5515 |  |  | 432.1859 | 1538.5902 |  |  | 1970.7761 | 22.7774 | 222.8983 |  |  | 245.6757
689 | 290CAB | Ceiling | int_slab_ceiling | Floor 1 MRI Control Room | 15.6077 | 2322 | 0.113 | 0.78 | 100mm Normalweight concrete floor | 0.1016 | [10 empty] | 110 | 3.9 | 74 | CP02 CARPET PAD | 0.00635 | 10.902 | 3682.0962 |  |  | 806.747 | 2872.035 |  |  | 3678.782 | 42.5177 | 416.0769 |  |  | 458.5946
690 | 5CB500 | Ceiling | int_slab_ceiling | Floor 1 MRI Hall | 13.6567 | 2322 | 0.113 | 0.78 | 100mm Normalweight concrete floor | 0.1016 | [10 empty] | 110 | 3.9 | 74 | CP02 CARPET PAD | 0.00635 | 9.5392 | 3221.8342 |  |  | 705.9036 | 2513.0307 |  |  | 3218.9342 | 37.203 | 364.0673 |  |  | 401.2703
691 | 803791 | Ceiling | int_slab_ceiling | Floor 1 MRI Room | 40.8773 | 2322 | 0.113 | 0.78 | 100mm Normalweight concrete floor | 0.1016 | [10 empty] | 110 | 3.9 | 74 | CP02 CARPET PAD | 0.00635 | 28.5528 | 9643.5853 |  |  | 2112.9087 | 7521.9965 |  |  | 9634.9052 | 111.356 | 1089.7251 |  |  | 1201.0811
692 | 388F10 | Ceiling | int_slab_ceiling | Floor 1 MRI Toilet | 5.0168 | 2322 | 0.113 | 0.78 | 100mm Normalweight concrete floor | 0.1016 | [10 empty] | 110 | 3.9 | 74 | CP02 CARPET PAD | 0.00635 | 3.5042 | 1183.5309 |  |  | 259.3115 | 923.1541 |  |  | 1182.4656 | 13.6664 | 133.739 |  |  | 147.4054
693 | 4E5019 | Ceiling | int_slab_ceiling | Floor 1 Nourishment | 0.65032 | 2322 | 0.113 | 0.78 | 100mm Normalweight concrete floor | 0.1016 | [10 empty] | 110 | 3.9 | 74 | CP02 CARPET PAD | 0.00635 | 0.45425 | 153.4207 |  |  | 33.6145 | 119.6681 |  |  | 153.2826 | 1.7716 | 17.3365 |  |  | 19.1081
694 | E8F02D | Ceiling | int_slab_ceiling | Floor 1 Nourishment | 0.55742 | 2322 | 0.113 | 0.78 | 100mm Normalweight concrete floor | 0.1016 | [10 empty] | 110 | 3.9 | 74 | CP02 CARPET PAD | 0.00635 | 0.38936 | 131.5034 |  |  | 28.8124 | 102.5727 |  |  | 131.3851 | 1.5185 | 14.8599 |  |  | 16.3784
695 | 6ECCF3 | Ceiling | int_slab_ceiling | Floor 1 Nourishment | 0.092903 | 2322 | 0.113 | 0.78 | 100mm Normalweight concrete floor | 0.1016 | [10 empty] | 110 | 3.9 | 74 | CP02 CARPET PAD | 0.00635 | 0.064893 | 21.9172 |  |  | 4.8021 | 17.0954 |  |  | 21.8975 | 0.25308 | 2.4766 |  |  | 2.7297
696 | AA1F5C | Ceiling | int_slab_ceiling | Floor 1 Nourishment | 3.9019 | 2322 | 0.113 | 0.78 | 100mm Normalweight concrete floor | 0.1016 | [10 empty] | 110 | 3.9 | 74 | CP02 CARPET PAD | 0.00635 | 2.7255 | 920.524 |  |  | 201.6867 | 718.0088 |  |  | 919.6955 | 10.6294 | 104.0192 |  |  | 114.6487
697 | F665B1 | Ceiling | int_slab_ceiling | Floor 1 Nourishment | 11.7058 | 2322 | 0.113 | 0.78 | 100mm Normalweight concrete floor | 0.1016 | [10 empty] | 110 | 3.9 | 74 | CP02 CARPET PAD | 0.00635 | 8.1765 | 2761.5721 |  |  | 605.0602 | 2154.0263 |  |  | 2759.0865 | 31.8883 | 312.0577 |  |  | 343.946
698 | C75191 | Ceiling | int_slab_ceiling | Floor 1 Nurse Hall | 0.74322 | 2322 | 0.113 | 0.78 | 100mm Normalweight concrete floor | 0.1016 | [10 empty] | 110 | 3.9 | 74 | CP02 CARPET PAD | 0.00635 | 0.51914 | 175.3379 |  |  | 38.4165 | 136.7636 |  |  | 175.1801 | 2.0247 | 19.8132 |  |  | 21.8378
699 | 92E327 | Ceiling | int_slab_ceiling | Floor 1 Nurse Hall | 13.378 | 2322 | 0.113 | 0.78 | 100mm Normalweight concrete floor | 0.1016 | [10 empty] | 110 | 3.9 | 74 | CP02 CARPET PAD | 0.00635 | 9.3446 | 3156.0825 |  |  | 691.4974 | 2461.7443 |  |  | 3153.2417 | 36.4438 | 356.6373 |  |  | 393.0811
700 | 7F6B1B | Ceiling | int_slab_ceiling | Floor 1 Nurse Hall | 17.8374 | 2322 | 0.113 | 0.78 | 100mm Normalweight concrete floor | 0.1016 | [10 empty] | 110 | 3.9 | 74 | CP02 CARPET PAD | 0.00635 | 12.4594 | 4208.1099 |  |  | 921.9965 | 3282.3258 |  |  | 4204.3223 | 48.5917 | 475.5164 |  |  | 524.1081
701 | 4A49C1 | Ceiling | int_slab_ceiling | Floor 1 Nurse Hall | 4.4593 | 2322 | 0.113 | 0.78 | 100mm Normalweight concrete floor | 0.1016 | [10 empty] | 110 | 3.9 | 74 | CP02 CARPET PAD | 0.00635 | 3.1149 | 1052.0275 |  |  | 230.4991 | 820.5814 |  |  | 1051.0806 | 12.1479 | 118.8791 |  |  | 131.027
702 | 8F5FFC | Ceiling | int_slab_ceiling | Floor 1 Nurse Hall | 4.4593 | 2322 | 0.113 | 0.78 | 100mm Normalweight concrete floor | 0.1016 | [10 empty] | 110 | 3.9 | 74 | CP02 CARPET PAD | 0.00635 | 3.1149 | 1052.0275 |  |  | 230.4991 | 820.5814 |  |  | 1051.0806 | 12.1479 | 118.8791 |  |  | 131.027
703 | DDBA1E | Ceiling | int_slab_ceiling | Floor 1 Nurse Hall | 5.2026 | 2322 | 0.113 | 0.78 | 100mm Normalweight concrete floor | 0.1016 | [10 empty] | 110 | 3.9 | 74 | CP02 CARPET PAD | 0.00635 | 3.634 | 1227.3654 |  |  | 268.9157 | 957.345 |  |  | 1226.2607 | 14.1726 | 138.6923 |  |  | 152.8649
704 | 2CB843 | Ceiling | int_slab_ceiling | Floor 1 Nurse Janitor | 0.83613 | 2322 | 0.113 | 0.78 | 100mm Normalweight concrete floor | 0.1016 | [10 empty] | 110 | 3.9 | 74 | CP02 CARPET PAD | 0.00635 | 0.58403 | 197.2552 |  |  | 43.2186 | 153.859 |  |  | 197.0776 | 2.2777 | 22.2898 |  |  | 24.5676
705 | E2AB17 | Ceiling | int_slab_ceiling | Floor 1 Nurse Janitor | 4.1806 | 2322 | 0.113 | 0.78 | 100mm Normalweight concrete floor | 0.1016 | [10 empty] | 110 | 3.9 | 74 | CP02 CARPET PAD | 0.00635 | 2.9202 | 986.2758 |  |  | 216.0929 | 769.2951 |  |  | 985.388 | 11.3887 | 111.4492 |  |  | 122.8378
706 | BD4B70 | Ceiling | int_slab_ceiling | Floor 1 Nurse Station | 0.83613 | 2322 | 0.113 | 0.78 | 100mm Normalweight concrete floor | 0.1016 | [10 empty] | 110 | 3.9 | 74 | CP02 CARPET PAD | 0.00635 | 0.58403 | 197.2552 |  |  | 43.2186 | 153.859 |  |  | 197.0776 | 2.2777 | 22.2898 |  |  | 24.5676
707 | A0117C | Ceiling | int_slab_ceiling | Floor 1 Nurse Station | 15.0503 | 2322 | 0.113 | 0.78 | 100mm Normalweight concrete floor | 0.1016 | [10 empty] | 110 | 3.9 | 74 | CP02 CARPET PAD | 0.00635 | 10.5126 | 3550.5928 |  |  | 777.9346 | 2769.4624 |  |  | 3547.3969 | 40.9993 | 401.217 |  |  | 442.2162
708 | 52F395 | Ceiling | int_slab_ceiling | Floor 1 Nurse Station | 3.3445 | 2322 | 0.113 | 0.78 | 100mm Normalweight concrete floor | 0.1016 | [10 empty] | 110 | 3.9 | 74 | CP02 CARPET PAD | 0.00635 | 2.3361 | 789.0206 |  |  | 172.8743 | 615.4361 |  |  | 788.3104 | 9.1109 | 89.1593 |  |  | 98.2703
709 | AA2E8F | Ceiling | int_slab_ceiling | Floor 1 Nurse Station | 5.0168 | 2322 | 0.113 | 0.78 | 100mm Normalweight concrete floor | 0.1016 | [10 empty] | 110 | 3.9 | 74 | CP02 CARPET PAD | 0.00635 | 3.5042 | 1183.5309 |  |  | 259.3115 | 923.1541 |  |  | 1182.4656 | 13.6664 | 133.739 |  |  | 147.4054
710 | 156F92 | Ceiling | int_slab_ceiling | Floor 1 Nurse Toilet | 5.0168 | 2322 | 0.113 | 0.78 | 100mm Normalweight concrete floor | 0.1016 | [10 empty] | 110 | 3.9 | 74 | CP02 CARPET PAD | 0.00635 | 3.5042 | 1183.5309 |  |  | 259.3115 | 923.1541 |  |  | 1182.4656 | 13.6664 | 133.739 |  |  | 147.4054
711 | B754EC | Ceiling | int_slab_ceiling | Floor 1 Office | 9.7548 | 2322 | 0.113 | 0.78 | 100mm Normalweight concrete floor | 0.1016 | [10 empty] | 110 | 3.9 | 74 | CP02 CARPET PAD | 0.00635 | 6.8137 | 2301.3101 |  |  | 504.2168 | 1795.0219 |  |  | 2299.2387 | 26.5736 | 260.048 |  |  | 286.6216
712 | 621A74 | Ceiling | int_slab_ceiling | Floor 1 Office | 15.0503 | 2322 | 0.113 | 0.78 | 100mm Normalweight concrete floor | 0.1016 | [10 empty] | 110 | 3.9 | 74 | CP02 CARPET PAD | 0.00635 | 10.5126 | 3550.5928 |  |  | 777.9346 | 2769.4624 |  |  | 3547.3969 | 40.9993 | 401.217 |  |  | 442.2162
713 | 28F0DE | Ceiling | int_slab_ceiling | Floor 1 Office | 20.0671 | 2322 | 0.113 | 0.78 | 100mm Normalweight concrete floor | 0.1016 | [10 empty] | 110 | 3.9 | 74 | CP02 CARPET PAD | 0.00635 | 14.0168 | 4734.1237 |  |  | 1037.2461 | 3692.6165 |  |  | 4729.8626 | 54.6657 | 534.956 |  |  | 589.6216
714 | E648BC | Ceiling | int_slab_ceiling | Floor 1 Operating Room 1 | 22.2967 | 2322 | 0.113 | 0.78 | 100mm Normalweight concrete floor | 0.1016 | [10 empty] | 110 | 3.9 | 74 | CP02 CARPET PAD | 0.00635 | 15.5743 | 5260.1374 |  |  | 1152.4957 | 4102.9072 |  |  | 5255.4028 | 60.7396 | 594.3955 |  |  | 655.1352
715 | FFE052 | Ceiling | int_slab_ceiling | Floor 1 Operating Room 1 | 14.3071 | 2322 | 0.113 | 0.78 | 100mm Normalweight concrete floor | 0.1016 | [10 empty] | 110 | 3.9 | 74 | CP02 CARPET PAD | 0.00635 | 9.9935 | 3375.2548 |  |  | 739.518 | 2632.6988 |  |  | 3372.2168 | 38.9746 | 381.4038 |  |  | 420.3784
716 | 611A3F | Ceiling | int_slab_ceiling | Floor 1 Operating Room 1 | 6.1316 | 2322 | 0.113 | 0.78 | 100mm Normalweight concrete floor | 0.1016 | [10 empty] | 110 | 3.9 | 74 | CP02 CARPET PAD | 0.00635 | 4.2829 | 1446.5378 |  |  | 316.9363 | 1128.2995 |  |  | 1445.2358 | 16.7034 | 163.4588 |  |  | 180.1622
717 | 726F67 | Ceiling | int_slab_ceiling | Floor 1 Operating Room 2 | 13.378 | 2322 | 0.113 | 0.78 | 100mm Normalweight concrete floor | 0.1016 | [10 empty] | 110 | 3.9 | 74 | CP02 CARPET PAD | 0.00635 | 9.3446 | 3156.0825 |  |  | 691.4974 | 2461.7443 |  |  | 3153.2417 | 36.4438 | 356.6373 |  |  | 393.0811
718 | 406D70 | Ceiling | int_slab_ceiling | Floor 1 Operating Room 2 | 19.5096 | 2322 | 0.113 | 0.78 | 100mm Normalweight concrete floor | 0.1016 | [10 empty] | 110 | 3.9 | 74 | CP02 CARPET PAD | 0.00635 | 13.6275 | 4602.6202 |  |  | 1008.4337 | 3590.0438 |  |  | 4598.4775 | 53.1472 | 520.0961 |  |  | 573.2433
719 | 368A44 | Ceiling | int_slab_ceiling | Floor 1 Operating Room 2 | 11.7058 | 2322 | 0.113 | 0.78 | 100mm Normalweight concrete floor | 0.1016 | [10 empty] | 110 | 3.9 | 74 | CP02 CARPET PAD | 0.00635 | 8.1765 | 2761.5721 |  |  | 605.0602 | 2154.0263 |  |  | 2759.0865 | 31.8883 | 312.0577 |  |  | 343.946
720 | 8F1C77 | Ceiling | int_slab_ceiling | Floor 1 Operating Room 3 | 1.3006 | 2322 | 0.113 | 0.78 | 100mm Normalweight concrete floor | 0.1016 | [10 empty] | 110 | 3.9 | 74 | CP02 CARPET PAD | 0.00635 | 0.9085 | 306.8413 |  |  | 67.2289 | 239.3363 |  |  | 306.5652 | 3.5431 | 34.6731 |  |  | 38.2162
721 | 18AD08 | Ceiling | int_slab_ceiling | Floor 1 Operating Room 3 | 9.4761 | 2322 | 0.113 | 0.78 | 100mm Normalweight concrete floor | 0.1016 | [10 empty] | 110 | 3.9 | 74 | CP02 CARPET PAD | 0.00635 | 6.6191 | 2235.5584 |  |  | 489.8107 | 1743.7356 |  |  | 2233.5462 | 25.8143 | 252.6181 |  |  | 278.4324
722 | 69AE66 | Ceiling | int_slab_ceiling | Floor 1 Operating Room 3 | 5.2026 | 2322 | 0.113 | 0.78 | 100mm Normalweight concrete floor | 0.1016 | [10 empty] | 110 | 3.9 | 74 | CP02 CARPET PAD | 0.00635 | 3.634 | 1227.3654 |  |  | 268.9157 | 957.345 |  |  | 1226.2607 | 14.1726 | 138.6923 |  |  | 152.8649
723 | CF6C6E | Ceiling | int_slab_ceiling | Floor 1 Operating Room 3 | 4.5522 | 2322 | 0.113 | 0.78 | 100mm Normalweight concrete floor | 0.1016 | [10 empty] | 110 | 3.9 | 74 | CP02 CARPET PAD | 0.00635 | 3.1797 | 1073.9447 |  |  | 235.3012 | 837.6769 |  |  | 1072.9781 | 12.401 | 121.3558 |  |  | 133.7568
724 | 678B62 | Ceiling | int_slab_ceiling | Floor 1 Operating Room 3 | 23.6903 | 2322 | 0.113 | 0.78 | 100mm Normalweight concrete floor | 0.1016 | [10 empty] | 110 | 3.9 | 74 | CP02 CARPET PAD | 0.00635 | 16.5477 | 5588.896 |  |  | 1224.5266 | 4359.3389 |  |  | 5583.8655 | 64.5359 | 631.5452 |  |  | 696.0811
725 | 995832 | Ceiling | int_slab_ceiling | Floor 1 PACU | 10.0335 | 2322 | 0.113 | 0.78 | 100mm Normalweight concrete floor | 0.1016 | [10 empty] | 110 | 3.9 | 74 | CP02 CARPET PAD | 0.00635 | 7.0084 | 2367.0618 |  |  | 518.623 | 1846.3082 |  |  | 2364.9313 | 27.3328 | 267.478 |  |  | 294.8108
726 | 388CB3 | Ceiling | int_slab_ceiling | Floor 1 Pre-Op Hall | 5.0168 | 2322 | 0.113 | 0.78 | 100mm Normalweight concrete floor | 0.1016 | [10 empty] | 110 | 3.9 | 74 | CP02 CARPET PAD | 0.00635 | 3.5042 | 1183.5309 |  |  | 259.3115 | 923.1541 |  |  | 1182.4656 | 13.6664 | 133.739 |  |  | 147.4054
727 | FB3834 | Ceiling | int_slab_ceiling | Floor 1 Pre-Op Hall | 8.3613 | 2322 | 0.113 | 0.78 | 100mm Normalweight concrete floor | 0.1016 | [10 empty] | 110 | 3.9 | 74 | CP02 CARPET PAD | 0.00635 | 5.8403 | 1972.5515 |  |  | 432.1859 | 1538.5902 |  |  | 1970.7761 | 22.7774 | 222.8983 |  |  | 245.6757
728 | 343C52 | Ceiling | int_slab_ceiling | Floor 1 Pre-Op Hall | 13.378 | 2322 | 0.113 | 0.78 | 100mm Normalweight concrete floor | 0.1016 | [10 empty] | 110 | 3.9 | 74 | CP02 CARPET PAD | 0.00635 | 9.3446 | 3156.0825 |  |  | 691.4974 | 2461.7443 |  |  | 3153.2417 | 36.4438 | 356.6373 |  |  | 393.0811
729 | E63CF4 | Ceiling | int_slab_ceiling | Floor 1 Pre-Op Hall | 4.4593 | 2322 | 0.113 | 0.78 | 100mm Normalweight concrete floor | 0.1016 | [10 empty] | 110 | 3.9 | 74 | CP02 CARPET PAD | 0.00635 | 3.1149 | 1052.0275 |  |  | 230.4991 | 820.5814 |  |  | 1051.0806 | 12.1479 | 118.8791 |  |  | 131.027
730 | D6D2A5 | Ceiling | int_slab_ceiling | Floor 1 Pre-Op Hall | 4.4593 | 2322 | 0.113 | 0.78 | 100mm Normalweight concrete floor | 0.1016 | [10 empty] | 110 | 3.9 | 74 | CP02 CARPET PAD | 0.00635 | 3.1149 | 1052.0275 |  |  | 230.4991 | 820.5814 |  |  | 1051.0806 | 12.1479 | 118.8791 |  |  | 131.027
731 | 83172E | Ceiling | int_slab_ceiling | Floor 1 Pre-Op Hall | 8.3613 | 2322 | 0.113 | 0.78 | 100mm Normalweight concrete floor | 0.1016 | [10 empty] | 110 | 3.9 | 74 | CP02 CARPET PAD | 0.00635 | 5.8403 | 1972.5515 |  |  | 432.1859 | 1538.5902 |  |  | 1970.7761 | 22.7774 | 222.8983 |  |  | 245.6757
732 | 8FE324 | Ceiling | int_slab_ceiling | Floor 1 Pre-Op Hall | 5.0168 | 2322 | 0.113 | 0.78 | 100mm Normalweight concrete floor | 0.1016 | [10 empty] | 110 | 3.9 | 74 | CP02 CARPET PAD | 0.00635 | 3.5042 | 1183.5309 |  |  | 259.3115 | 923.1541 |  |  | 1182.4656 | 13.6664 | 133.739 |  |  | 147.4054
733 | 3C43B2 | Ceiling | int_slab_ceiling | Floor 1 Pre-Op Room 1 | 9.1974 | 2322 | 0.113 | 0.78 | 100mm Normalweight concrete floor | 0.1016 | [10 empty] | 110 | 3.9 | 74 | CP02 CARPET PAD | 0.00635 | 6.4244 | 2169.8067 |  |  | 475.4045 | 1692.4492 |  |  | 2167.8537 | 25.0551 | 245.1882 |  |  | 270.2433
734 | BC6EE7 | Ceiling | int_slab_ceiling | Floor 1 Pre-Op Room 1 | 3.3445 | 2322 | 0.113 | 0.78 | 100mm Normalweight concrete floor | 0.1016 | [10 empty] | 110 | 3.9 | 74 | CP02 CARPET PAD | 0.00635 | 2.3361 | 789.0206 |  |  | 172.8743 | 615.4361 |  |  | 788.3104 | 9.1109 | 89.1593 |  |  | 98.2703
735 | 363652 | Ceiling | int_slab_ceiling | Floor 1 Pre-Op Room 1 | 5.0168 | 2322 | 0.113 | 0.78 | 100mm Normalweight concrete floor | 0.1016 | [10 empty] | 110 | 3.9 | 74 | CP02 CARPET PAD | 0.00635 | 3.5042 | 1183.5309 |  |  | 259.3115 | 923.1541 |  |  | 1182.4656 | 13.6664 | 133.739 |  |  | 147.4054
736 | 39AFEA | Ceiling | int_slab_ceiling | Floor 1 Pre-Op Room 2 | 0.092903 | 2322 | 0.113 | 0.78 | 100mm Normalweight concrete floor | 0.1016 | [10 empty] | 110 | 3.9 | 74 | CP02 CARPET PAD | 0.00635 | 0.064893 | 21.9172 |  |  | 4.8021 | 17.0954 |  |  | 21.8975 | 0.25308 | 2.4766 |  |  | 2.7297
737 | CABD0E | Ceiling | int_slab_ceiling | Floor 1 Pre-Op Room 2 | 1.2077 | 2322 | 0.113 | 0.78 | 100mm Normalweight concrete floor | 0.1016 | [10 empty] | 110 | 3.9 | 74 | CP02 CARPET PAD | 0.00635 | 0.84361 | 284.9241 |  |  | 62.4268 | 222.2408 |  |  | 284.6677 | 3.2901 | 32.1964 |  |  | 35.4865
738 | AF38CF | Ceiling | int_slab_ceiling | Floor 1 Pre-Op Room 2 | 1.1148 | 2322 | 0.113 | 0.78 | 100mm Normalweight concrete floor | 0.1016 | [10 empty] | 110 | 3.9 | 74 | CP02 CARPET PAD | 0.00635 | 0.77871 | 263.0069 |  |  | 57.6248 | 205.1454 |  |  | 262.7701 | 3.037 | 29.7198 |  |  | 32.7568
739 | C0A312 | Ceiling | int_slab_ceiling | Floor 1 Pre-Op Room 2 | 7.2464 | 2322 | 0.113 | 0.78 | 100mm Normalweight concrete floor | 0.1016 | [10 empty] | 110 | 3.9 | 74 | CP02 CARPET PAD | 0.00635 | 5.0616 | 1709.5447 |  |  | 374.5611 | 1333.4448 |  |  | 1708.0059 | 19.7404 | 193.1785 |  |  | 212.9189
740 | 661D88 | Ceiling | int_slab_ceiling | Floor 1 Pre-Op Room 2 | 18.3948 | 2322 | 0.113 | 0.78 | 100mm Normalweight concrete floor | 0.1016 | [10 empty] | 110 | 3.9 | 74 | CP02 CARPET PAD | 0.00635 | 12.8488 | 4339.6134 |  |  | 950.8089 | 3384.8984 |  |  | 4335.7073 | 50.1102 | 490.3763 |  |  | 540.4865
741 | AFFD01 | Ceiling | int_slab_ceiling | Floor 1 Pre-Op Room 2 | 3.3445 | 2322 | 0.113 | 0.78 | 100mm Normalweight concrete floor | 0.1016 | [10 empty] | 110 | 3.9 | 74 | CP02 CARPET PAD | 0.00635 | 2.3361 | 789.0206 |  |  | 172.8743 | 615.4361 |  |  | 788.3104 | 9.1109 | 89.1593 |  |  | 98.2703
742 | 97616F | Ceiling | int_slab_ceiling | Floor 1 Pre-Op Toilet | 5.0168 | 2322 | 0.113 | 0.78 | 100mm Normalweight concrete floor | 0.1016 | [10 empty] | 110 | 3.9 | 74 | CP02 CARPET PAD | 0.00635 | 3.5042 | 1183.5309 |  |  | 259.3115 | 923.1541 |  |  | 1182.4656 | 13.6664 | 133.739 |  |  | 147.4054
743 | 673317 | Ceiling | int_slab_ceiling | Floor 1 Procedure Room | 6.9677 | 2322 | 0.113 | 0.78 | 100mm Normalweight concrete floor | 0.1016 | [10 empty] | 110 | 3.9 | 74 | CP02 CARPET PAD | 0.00635 | 4.867 | 1643.7929 |  |  | 360.1549 | 1282.1585 |  |  | 1642.3134 | 18.9811 | 185.7486 |  |  | 204.7297
744 | E5C1C9 | Ceiling | int_slab_ceiling | Floor 1 Procedure Room | 16.7225 | 2322 | 0.113 | 0.78 | 100mm Normalweight concrete floor | 0.1016 | [10 empty] | 110 | 3.9 | 74 | CP02 CARPET PAD | 0.00635 | 11.6807 | 3945.1031 |  |  | 864.3717 | 3077.1804 |  |  | 3941.5521 | 45.5547 | 445.7966 |  |  | 491.3514
745 | 79376C | Ceiling | int_slab_ceiling | Floor 1 Procedure Room | 2.7871 | 2322 | 0.113 | 0.78 | 100mm Normalweight concrete floor | 0.1016 | [10 empty] | 110 | 3.9 | 74 | CP02 CARPET PAD | 0.00635 | 1.9468 | 657.5172 |  |  | 144.062 | 512.8634 |  |  | 656.9254 | 7.5925 | 74.2994 |  |  | 81.8919
746 | A02892 | Ceiling | int_slab_ceiling | Floor 1 Reception | 4.9239 | 2322 | 0.113 | 0.78 | 100mm Normalweight concrete floor | 0.1016 | [10 empty] | 110 | 3.9 | 74 | CP02 CARPET PAD | 0.00635 | 3.4393 | 1161.6137 |  |  | 254.5095 | 906.0587 |  |  | 1160.5681 | 13.4133 | 131.2623 |  |  | 144.6757
747 | 9114B7 | Ceiling | int_slab_ceiling | Floor 1 Reception | 13.378 | 2322 | 0.113 | 0.78 | 100mm Normalweight concrete floor | 0.1016 | [10 empty] | 110 | 3.9 | 74 | CP02 CARPET PAD | 0.00635 | 9.3446 | 3156.0825 |  |  | 691.4974 | 2461.7443 |  |  | 3153.2417 | 36.4438 | 356.6373 |  |  | 393.0811
748 | 700E69 | Ceiling | int_slab_ceiling | Floor 1 Reception | 28.9857 | 2322 | 0.113 | 0.78 | 100mm Normalweight concrete floor | 0.1016 | [10 empty] | 110 | 3.9 | 74 | CP02 CARPET PAD | 0.00635 | 20.2465 | 6838.1786 |  |  | 1498.2444 | 5333.7793 |  |  | 6832.0237 | 78.9615 | 772.7142 |  |  | 851.6757
749 | 68AAF3 | Ceiling | int_slab_ceiling | Floor 1 Reception Hall | 4.5522 | 2322 | 0.113 | 0.78 | 100mm Normalweight concrete floor | 0.1016 | [10 empty] | 110 | 3.9 | 74 | CP02 CARPET PAD | 0.00635 | 3.1797 | 1073.9447 |  |  | 235.3012 | 837.6769 |  |  | 1072.9781 | 12.401 | 121.3558 |  |  | 133.7568
750 | DE014E | Ceiling | int_slab_ceiling | Floor 1 Reception Hall | 5.8529 | 2322 | 0.113 | 0.78 | 100mm Normalweight concrete floor | 0.1016 | [10 empty] | 110 | 3.9 | 74 | CP02 CARPET PAD | 0.00635 | 4.0882 | 1380.7861 |  |  | 302.5301 | 1077.0131 |  |  | 1379.5432 | 15.9442 | 156.0288 |  |  | 171.973
751 | 709E99 | Ceiling | int_slab_ceiling | Floor 1 Reception Hall | 1.4864 | 2322 | 0.113 | 0.78 | 100mm Normalweight concrete floor | 0.1016 | [10 empty] | 110 | 3.9 | 74 | CP02 CARPET PAD | 0.00635 | 1.0383 | 350.6758 |  |  | 76.833 | 273.5271 |  |  | 350.3602 | 4.0493 | 39.6264 |  |  | 43.6757
752 | C5ECA6 | Ceiling | int_slab_ceiling | Floor 1 Recovery Room | 12.2632 | 2322 | 0.113 | 0.78 | 100mm Normalweight concrete floor | 0.1016 | [10 empty] | 110 | 3.9 | 74 | CP02 CARPET PAD | 0.00635 | 8.5658 | 2893.0756 |  |  | 633.8726 | 2256.599 |  |  | 2890.4716 | 33.4068 | 326.9175 |  |  | 360.3243
753 | 65D500 | Ceiling | int_slab_ceiling | Floor 1 Recovery Room | 26.7561 | 2322 | 0.113 | 0.78 | 100mm Normalweight concrete floor | 0.1016 | [10 empty] | 110 | 3.9 | 74 | CP02 CARPET PAD | 0.00635 | 18.6891 | 6312.1649 |  |  | 1382.9948 | 4923.4886 |  |  | 6306.4834 | 72.8876 | 713.2746 |  |  | 786.1622
754 | AE5EBC | Ceiling | int_slab_ceiling | Floor 1 Recovery Room | 6.689 | 2322 | 0.113 | 0.78 | 100mm Normalweight concrete floor | 0.1016 | [10 empty] | 110 | 3.9 | 74 | CP02 CARPET PAD | 0.00635 | 4.6723 | 1578.0412 |  |  | 345.7487 | 1230.8722 |  |  | 1576.6209 | 18.2219 | 178.3187 |  |  | 196.5405
755 | 2A1A9E | Ceiling | int_slab_ceiling | Floor 1 Recovery Room | 4.4593 | 2322 | 0.113 | 0.78 | 100mm Normalweight concrete floor | 0.1016 | [10 empty] | 110 | 3.9 | 74 | CP02 CARPET PAD | 0.00635 | 3.1149 | 1052.0275 |  |  | 230.4991 | 820.5814 |  |  | 1051.0806 | 12.1479 | 118.8791 |  |  | 131.027
756 | 513564 | Ceiling | int_slab_ceiling | Floor 1 Scheduling | 3.9019 | 2322 | 0.113 | 0.78 | 100mm Normalweight concrete floor | 0.1016 | [10 empty] | 110 | 3.9 | 74 | CP02 CARPET PAD | 0.00635 | 2.7255 | 920.524 |  |  | 201.6867 | 718.0088 |  |  | 919.6955 | 10.6294 | 104.0192 |  |  | 114.6487
757 | 58F893 | Ceiling | int_slab_ceiling | Floor 1 Scheduling | 7.1535 | 2322 | 0.113 | 0.78 | 100mm Normalweight concrete floor | 0.1016 | [10 empty] | 110 | 3.9 | 74 | CP02 CARPET PAD | 0.00635 | 4.9967 | 1687.6274 |  |  | 369.759 | 1316.3494 |  |  | 1686.1084 | 19.4873 | 190.7019 |  |  | 210.1892
758 | 7008C0 | Ceiling | int_slab_ceiling | Floor 1 Scrub | 7.8039 | 2322 | 0.113 | 0.78 | 100mm Normalweight concrete floor | 0.1016 | [10 empty] | 110 | 3.9 | 74 | CP02 CARPET PAD | 0.00635 | 5.451 | 1841.0481 |  |  | 403.3735 | 1436.0175 |  |  | 1839.391 | 21.2589 | 208.0384 |  |  | 229.2973
759 | 4B54B4 | Ceiling | int_slab_ceiling | Floor 1 Soil | 0.83613 | 2322 | 0.113 | 0.78 | 100mm Normalweight concrete floor | 0.1016 | [10 empty] | 110 | 3.9 | 74 | CP02 CARPET PAD | 0.00635 | 0.58403 | 197.2552 |  |  | 43.2186 | 153.859 |  |  | 197.0776 | 2.2777 | 22.2898 |  |  | 24.5676
760 | 88D2F8 | Ceiling | int_slab_ceiling | Floor 1 Soil | 5.8529 | 2322 | 0.113 | 0.78 | 100mm Normalweight concrete floor | 0.1016 | [10 empty] | 110 | 3.9 | 74 | CP02 CARPET PAD | 0.00635 | 4.0882 | 1380.7861 |  |  | 302.5301 | 1077.0131 |  |  | 1379.5432 | 15.9442 | 156.0288 |  |  | 171.973
761 | 7274F6 | Ceiling | int_slab_ceiling | Floor 1 Soil | 5.0168 | 2322 | 0.113 | 0.78 | 100mm Normalweight concrete floor | 0.1016 | [10 empty] | 110 | 3.9 | 74 | CP02 CARPET PAD | 0.00635 | 3.5042 | 1183.5309 |  |  | 259.3115 | 923.1541 |  |  | 1182.4656 | 13.6664 | 133.739 |  |  | 147.4054
762 | 58A74A | Ceiling | int_slab_ceiling | Floor 1 Soil Hold | 4.4593 | 2322 | 0.113 | 0.78 | 100mm Normalweight concrete floor | 0.1016 | [10 empty] | 110 | 3.9 | 74 | CP02 CARPET PAD | 0.00635 | 3.1149 | 1052.0275 |  |  | 230.4991 | 820.5814 |  |  | 1051.0806 | 12.1479 | 118.8791 |  |  | 131.027
763 | D78A26 | Ceiling | int_slab_ceiling | Floor 1 Soil Hold | 0.74322 | 2322 | 0.113 | 0.78 | 100mm Normalweight concrete floor | 0.1016 | [10 empty] | 110 | 3.9 | 74 | CP02 CARPET PAD | 0.00635 | 0.51914 | 175.3379 |  |  | 38.4165 | 136.7636 |  |  | 175.1801 | 2.0247 | 19.8132 |  |  | 21.8378
764 | A44272 | Ceiling | int_slab_ceiling | Floor 1 Soil Work | 1.8581 | 2322 | 0.113 | 0.78 | 100mm Normalweight concrete floor | 0.1016 | [10 empty] | 110 | 3.9 | 74 | CP02 CARPET PAD | 0.00635 | 1.2979 | 438.3448 |  |  | 96.0413 | 341.9089 |  |  | 437.9502 | 5.0616 | 49.533 |  |  | 54.5946
765 | B9DDBA | Ceiling | int_slab_ceiling | Floor 1 Soil Work | 5.5742 | 2322 | 0.113 | 0.78 | 100mm Normalweight concrete floor | 0.1016 | [10 empty] | 110 | 3.9 | 74 | CP02 CARPET PAD | 0.00635 | 3.8936 | 1315.0344 |  |  | 288.1239 | 1025.7268 |  |  | 1313.8507 | 15.1849 | 148.5989 |  |  | 163.7838
766 | 9EBF3E | Ceiling | int_slab_ceiling | Floor 1 Soil Work | 2.7871 | 2322 | 0.113 | 0.78 | 100mm Normalweight concrete floor | 0.1016 | [10 empty] | 110 | 3.9 | 74 | CP02 CARPET PAD | 0.00635 | 1.9468 | 657.5172 |  |  | 144.062 | 512.8634 |  |  | 656.9254 | 7.5925 | 74.2994 |  |  | 81.8919
767 | 903092 | Ceiling | int_slab_ceiling | Floor 1 Soil Work | 6.5032 | 2322 | 0.113 | 0.78 | 100mm Normalweight concrete floor | 0.1016 | [10 empty] | 110 | 3.9 | 74 | CP02 CARPET PAD | 0.00635 | 4.5425 | 1534.2067 |  |  | 336.1446 | 1196.6813 |  |  | 1532.8258 | 17.7157 | 173.3654 |  |  | 191.0811
768 | FBDD49 | Ceiling | int_slab_ceiling | Floor 1 Step Down | 13.378 | 2322 | 0.113 | 0.78 | 100mm Normalweight concrete floor | 0.1016 | [10 empty] | 110 | 3.9 | 74 | CP02 CARPET PAD | 0.00635 | 9.3446 | 3156.0825 |  |  | 691.4974 | 2461.7443 |  |  | 3153.2417 | 36.4438 | 356.6373 |  |  | 393.0811
769 | 4284B6 | Ceiling | int_slab_ceiling | Floor 1 Step Down | 6.689 | 2322 | 0.113 | 0.78 | 100mm Normalweight concrete floor | 0.1016 | [10 empty] | 110 | 3.9 | 74 | CP02 CARPET PAD | 0.00635 | 4.6723 | 1578.0412 |  |  | 345.7487 | 1230.8722 |  |  | 1576.6209 | 18.2219 | 178.3187 |  |  | 196.5405
770 | FCE842 | Ceiling | int_slab_ceiling | Floor 1 Step Down | 7.8039 | 2322 | 0.113 | 0.78 | 100mm Normalweight concrete floor | 0.1016 | [10 empty] | 110 | 3.9 | 74 | CP02 CARPET PAD | 0.00635 | 5.451 | 1841.0481 |  |  | 403.3735 | 1436.0175 |  |  | 1839.391 | 21.2589 | 208.0384 |  |  | 229.2973
771 | 3179A6 | Ceiling | int_slab_ceiling | Floor 1 Sterile Hall | 8.9187 | 2322 | 0.113 | 0.78 | 100mm Normalweight concrete floor | 0.1016 | [10 empty] | 110 | 3.9 | 74 | CP02 CARPET PAD | 0.00635 | 6.2297 | 2104.055 |  |  | 460.9983 | 1641.1629 |  |  | 2102.1611 | 24.2959 | 237.7582 |  |  | 262.0541
772 | 370DB2 | Ceiling | int_slab_ceiling | Floor 1 Sterile Hall | 5.2026 | 2322 | 0.113 | 0.78 | 100mm Normalweight concrete floor | 0.1016 | [10 empty] | 110 | 3.9 | 74 | CP02 CARPET PAD | 0.00635 | 3.634 | 1227.3654 |  |  | 268.9157 | 957.345 |  |  | 1226.2607 | 14.1726 | 138.6923 |  |  | 152.8649
773 | 34B3F0 | Ceiling | int_slab_ceiling | Floor 1 Sterile Hall | 7.4322 | 2322 | 0.113 | 0.78 | 100mm Normalweight concrete floor | 0.1016 | [10 empty] | 110 | 3.9 | 74 | CP02 CARPET PAD | 0.00635 | 5.1914 | 1753.3791 |  |  | 384.1652 | 1367.6357 |  |  | 1751.8009 | 20.2465 | 198.1318 |  |  | 218.3784
774 | CEDA0D | Ceiling | int_slab_ceiling | Floor 1 Sterile Hall | 5.9458 | 2322 | 0.113 | 0.78 | 100mm Normalweight concrete floor | 0.1016 | [10 empty] | 110 | 3.9 | 74 | CP02 CARPET PAD | 0.00635 | 4.1531 | 1402.7033 |  |  | 307.3322 | 1094.1086 |  |  | 1401.4408 | 16.1972 | 158.5055 |  |  | 174.7027
775 | 4469CD | Ceiling | int_slab_ceiling | Floor 1 Sterile Hall | 13.378 | 2322 | 0.113 | 0.78 | 100mm Normalweight concrete floor | 0.1016 | [10 empty] | 110 | 3.9 | 74 | CP02 CARPET PAD | 0.00635 | 9.3446 | 3156.0825 |  |  | 691.4974 | 2461.7443 |  |  | 3153.2417 | 36.4438 | 356.6373 |  |  | 393.0811
776 | F62393 | Ceiling | int_slab_ceiling | Floor 1 Sterile Hall | 4.4593 | 2322 | 0.113 | 0.78 | 100mm Normalweight concrete floor | 0.1016 | [10 empty] | 110 | 3.9 | 74 | CP02 CARPET PAD | 0.00635 | 3.1149 | 1052.0275 |  |  | 230.4991 | 820.5814 |  |  | 1051.0806 | 12.1479 | 118.8791 |  |  | 131.027
777 | 340FB5 | Ceiling | int_slab_ceiling | Floor 1 Sterile Hall | 4.4593 | 2322 | 0.113 | 0.78 | 100mm Normalweight concrete floor | 0.1016 | [10 empty] | 110 | 3.9 | 74 | CP02 CARPET PAD | 0.00635 | 3.1149 | 1052.0275 |  |  | 230.4991 | 820.5814 |  |  | 1051.0806 | 12.1479 | 118.8791 |  |  | 131.027
778 | CDA7F8 | Ceiling | int_slab_ceiling | Floor 1 Sterile Hall | 7.4322 | 2322 | 0.113 | 0.78 | 100mm Normalweight concrete floor | 0.1016 | [10 empty] | 110 | 3.9 | 74 | CP02 CARPET PAD | 0.00635 | 5.1914 | 1753.3791 |  |  | 384.1652 | 1367.6357 |  |  | 1751.8009 | 20.2465 | 198.1318 |  |  | 218.3784
779 | C1737B | Ceiling | int_slab_ceiling | Floor 1 Sterile Storage | 10.2193 | 2322 | 0.113 | 0.78 | 100mm Normalweight concrete floor | 0.1016 | [10 empty] | 110 | 3.9 | 74 | CP02 CARPET PAD | 0.00635 | 7.1382 | 2410.8963 |  |  | 528.2272 | 1880.4991 |  |  | 2408.7263 | 27.839 | 272.4313 |  |  | 300.2703
780 | D44BF1 | Ceiling | int_slab_ceiling | Floor 1 Sterile Storage | 3.0658 | 2322 | 0.113 | 0.78 | 100mm Normalweight concrete floor | 0.1016 | [10 empty] | 110 | 3.9 | 74 | CP02 CARPET PAD | 0.00635 | 2.1415 | 723.2689 |  |  | 158.4682 | 564.1497 |  |  | 722.6179 | 8.3517 | 81.7294 |  |  | 90.0811
781 | 5C05FF | Ceiling | int_slab_ceiling | Floor 1 Sterile Storage | 23.5045 | 2322 | 0.113 | 0.78 | 100mm Normalweight concrete floor | 0.1016 | [10 empty] | 110 | 3.9 | 74 | CP02 CARPET PAD | 0.00635 | 16.4179 | 5545.0615 |  |  | 1214.9225 | 4325.148 |  |  | 5540.0705 | 64.0297 | 626.592 |  |  | 690.6217
782 | 1875B3 | Ceiling | int_slab_ceiling | Floor 1 Sub-Sterile | 18.209 | 2322 | 0.113 | 0.78 | 100mm Normalweight concrete floor | 0.1016 | [10 empty] | 110 | 3.9 | 74 | CP02 CARPET PAD | 0.00635 | 12.719 | 4295.7789 |  |  | 941.2048 | 3350.7075 |  |  | 4291.9123 | 49.604 | 485.423 |  |  | 535.0271
783 | 5136E3 | Ceiling | int_slab_ceiling | Floor 1 Utility Hall | 0.74322 | 2322 | 0.113 | 0.78 | 100mm Normalweight concrete floor | 0.1016 | [10 empty] | 110 | 3.9 | 74 | CP02 CARPET PAD | 0.00635 | 0.51914 | 175.3379 |  |  | 38.4165 | 136.7636 |  |  | 175.1801 | 2.0247 | 19.8132 |  |  | 21.8378
784 | EFCC3C | Ceiling | int_slab_ceiling | Floor 1 Utility Hall | 11.1484 | 2322 | 0.113 | 0.78 | 100mm Normalweight concrete floor | 0.1016 | [10 empty] | 110 | 3.9 | 74 | CP02 CARPET PAD | 0.00635 | 7.7871 | 2630.0687 |  |  | 576.2478 | 2051.4536 |  |  | 2627.7014 | 30.3698 | 297.1978 |  |  | 327.5676
785 | 5F697A | Ceiling | int_slab_ceiling | Floor 1 Utility Janitor | 3.9019 | 2322 | 0.113 | 0.78 | 100mm Normalweight concrete floor | 0.1016 | [10 empty] | 110 | 3.9 | 74 | CP02 CARPET PAD | 0.00635 | 2.7255 | 920.524 |  |  | 201.6867 | 718.0088 |  |  | 919.6955 | 10.6294 | 104.0192 |  |  | 114.6487
786 | 7DB101 | Ceiling | int_slab_ceiling | Floor 1 Utility Room | 10.0335 | 2322 | 0.113 | 0.78 | 100mm Normalweight concrete floor | 0.1016 | [10 empty] | 110 | 3.9 | 74 | CP02 CARPET PAD | 0.00635 | 7.0084 | 2367.0618 |  |  | 518.623 | 1846.3082 |  |  | 2364.9313 | 27.3328 | 267.478 |  |  | 294.8108
787 | F28371 | Ceiling | int_slab_ceiling | Floor 1 Utility Room | 23.4116 | 2322 | 0.113 | 0.78 | 100mm Normalweight concrete floor | 0.1016 | [10 empty] | 110 | 3.9 | 74 | CP02 CARPET PAD | 0.00635 | 16.353 | 5523.1443 |  |  | 1210.1204 | 4308.0525 |  |  | 5518.173 | 63.7766 | 624.1153 |  |  | 687.8919
788 | C34217 | Ceiling | int_slab_ceiling | Floor 1 Vestibule | 6.689 | 2322 | 0.113 | 0.78 | 100mm Normalweight concrete floor | 0.1016 | [10 empty] | 110 | 3.9 | 74 | CP02 CARPET PAD | 0.00635 | 4.6723 | 1578.0412 |  |  | 345.7487 | 1230.8722 |  |  | 1576.6209 | 18.2219 | 178.3187 |  |  | 196.5405
789 | 240A7C | Ceiling | int_slab_ceiling | Floor 2 Conference | 31.2154 | 2322 | 0.113 | 0.78 | 100mm Normalweight concrete floor | 0.1016 | [10 empty] | 110 | 3.9 | 74 | CP02 CARPET PAD | 0.00635 | 21.804 | 7364.1924 |  |  | 1613.4939 | 5744.0701 |  |  | 7357.564 | 85.0355 | 832.1537 |  |  | 917.1892
790 | 7149EA | Ceiling | int_slab_ceiling | Floor 2 Conference Toilet | 5.9458 | 2322 | 0.113 | 0.78 | 100mm Normalweight concrete floor | 0.1016 | [10 empty] | 110 | 3.9 | 74 | CP02 CARPET PAD | 0.00635 | 4.1531 | 1402.7033 |  |  | 307.3322 | 1094.1086 |  |  | 1401.4408 | 16.1972 | 158.5055 |  |  | 174.7027
791 | E1B973 | Ceiling | int_slab_ceiling | Floor 2 Dictation | 6.5032 | 2322 | 0.113 | 0.78 | 100mm Normalweight concrete floor | 0.1016 | [10 empty] | 110 | 3.9 | 74 | CP02 CARPET PAD | 0.00635 | 4.5425 | 1534.2067 |  |  | 336.1446 | 1196.6813 |  |  | 1532.8258 | 17.7157 | 173.3654 |  |  | 191.0811
792 | A4BE81 | Ceiling | int_slab_ceiling | Floor 2 Exam 1 | 33.4451 | 2322 | 0.113 | 0.78 | 100mm Normalweight concrete floor | 0.1016 | [10 empty] | 110 | 3.9 | 74 | CP02 CARPET PAD | 0.00635 | 23.3614 | 7890.2061 |  |  | 1728.7435 | 6154.3608 |  |  | 7883.1043 | 91.1095 | 891.5933 |  |  | 982.7027
793 | 906F5E | Ceiling | int_slab_ceiling | Floor 2 Exam 2 | 50.1676 | 2322 | 0.113 | 0.78 | 100mm Normalweight concrete floor | 0.1016 | [10 empty] | 110 | 3.9 | 74 | CP02 CARPET PAD | 0.00635 | 35.0421 | 11835.3092 |  |  | 2593.1152 | 9231.5412 |  |  | 11824.6564 | 136.6642 | 1337.3899 |  |  | 1474.0541
794 | 3AEAAB | Ceiling | int_slab_ceiling | Floor 2 Exam 3 | 13.0064 | 2322 | 0.113 | 0.78 | 100mm Normalweight concrete floor | 0.1016 | [10 empty] | 110 | 3.9 | 74 | CP02 CARPET PAD | 0.00635 | 9.085 | 3068.4135 |  |  | 672.2891 | 2393.3625 |  |  | 3065.6517 | 35.4315 | 346.7307 |  |  | 382.1622
795 | D74115 | Ceiling | int_slab_ceiling | Floor 2 Exam 3 | 44.5935 | 2322 | 0.113 | 0.78 | 100mm Normalweight concrete floor | 0.1016 | [10 empty] | 110 | 3.9 | 74 | CP02 CARPET PAD | 0.00635 | 31.1485 | 10520.2748 |  |  | 2304.9913 | 8205.8144 |  |  | 10510.8057 | 121.4793 | 1188.7911 |  |  | 1310.2703
796 | 5065F0 | Ceiling | int_slab_ceiling | Floor 2 Exam 3 | 9.2903 | 2322 | 0.113 | 0.78 | 100mm Normalweight concrete floor | 0.1016 | [10 empty] | 110 | 3.9 | 74 | CP02 CARPET PAD | 0.00635 | 6.4893 | 2191.7239 |  |  | 480.2065 | 1709.5447 |  |  | 2189.7512 | 25.3082 | 247.6648 |  |  | 272.973
797 | C0697F | Ceiling | int_slab_ceiling | Floor 2 Exam 4 | 7.8039 | 2322 | 0.113 | 0.78 | 100mm Normalweight concrete floor | 0.1016 | [10 empty] | 110 | 3.9 | 74 | CP02 CARPET PAD | 0.00635 | 5.451 | 1841.0481 |  |  | 403.3735 | 1436.0175 |  |  | 1839.391 | 21.2589 | 208.0384 |  |  | 229.2973
798 | 31B3DF | Ceiling | int_slab_ceiling | Floor 2 Exam 5 | 32.5161 | 2322 | 0.113 | 0.78 | 100mm Normalweight concrete floor | 0.1016 | [10 empty] | 110 | 3.9 | 74 | CP02 CARPET PAD | 0.00635 | 22.7125 | 7671.0337 |  |  | 1680.7228 | 5983.4063 |  |  | 7664.1292 | 88.5786 | 866.8268 |  |  | 955.4054
799 | 917AB5 | Ceiling | int_slab_ceiling | Floor 2 Exam 6 | 20.9032 | 2322 | 0.113 | 0.78 | 100mm Normalweight concrete floor | 0.1016 | [10 empty] | 110 | 3.9 | 74 | CP02 CARPET PAD | 0.00635 | 14.6009 | 4931.3788 |  |  | 1080.4647 | 3846.4755 |  |  | 4926.9402 | 56.9434 | 557.2458 |  |  | 614.1892
800 | F0D8EE | Ceiling | int_slab_ceiling | Floor 2 Exam 7 | 30.658 | 2322 | 0.113 | 0.78 | 100mm Normalweight concrete floor | 0.1016 | [10 empty] | 110 | 3.9 | 74 | CP02 CARPET PAD | 0.00635 | 21.4146 | 7232.689 |  |  | 1584.6815 | 5641.4974 |  |  | 7226.1789 | 83.517 | 817.2939 |  |  | 900.8109
801 | 567037 | Ceiling | int_slab_ceiling | Floor 2 Exam 7 | 6.1316 | 2322 | 0.113 | 0.78 | 100mm Normalweight concrete floor | 0.1016 | [10 empty] | 110 | 3.9 | 74 | CP02 CARPET PAD | 0.00635 | 4.2829 | 1446.5378 |  |  | 316.9363 | 1128.2995 |  |  | 1445.2358 | 16.7034 | 163.4588 |  |  | 180.1622
802 | 6B3E65 | Ceiling | int_slab_ceiling | Floor 2 Exam 7 | 17.8374 | 2322 | 0.113 | 0.78 | 100mm Normalweight concrete floor | 0.1016 | [10 empty] | 110 | 3.9 | 74 | CP02 CARPET PAD | 0.00635 | 12.4594 | 4208.1099 |  |  | 921.9965 | 3282.3258 |  |  | 4204.3223 | 48.5917 | 475.5164 |  |  | 524.1081
803 | 245972 | Ceiling | int_slab_ceiling | Floor 2 Exam 7 | 11.1484 | 2322 | 0.113 | 0.78 | 100mm Normalweight concrete floor | 0.1016 | [10 empty] | 110 | 3.9 | 74 | CP02 CARPET PAD | 0.00635 | 7.7871 | 2630.0687 |  |  | 576.2478 | 2051.4536 |  |  | 2627.7014 | 30.3698 | 297.1978 |  |  | 327.5676
804 | F17DF7 | Ceiling | int_slab_ceiling | Floor 2 Exam 7 | 7.8039 | 2322 | 0.113 | 0.78 | 100mm Normalweight concrete floor | 0.1016 | [10 empty] | 110 | 3.9 | 74 | CP02 CARPET PAD | 0.00635 | 5.451 | 1841.0481 |  |  | 403.3735 | 1436.0175 |  |  | 1839.391 | 21.2589 | 208.0384 |  |  | 229.2973
805 | DA760E | Ceiling | int_slab_ceiling | Floor 2 Exam 8 | 25.0838 | 2322 | 0.113 | 0.78 | 100mm Normalweight concrete floor | 0.1016 | [10 empty] | 110 | 3.9 | 74 | CP02 CARPET PAD | 0.00635 | 17.521 | 5917.6546 |  |  | 1296.5576 | 4615.7706 |  |  | 5912.3282 | 68.3321 | 668.695 |  |  | 737.0271
806 | 5D2769 | Ceiling | int_slab_ceiling | Floor 2 Exam 9 | 36.7896 | 2322 | 0.113 | 0.78 | 100mm Normalweight concrete floor | 0.1016 | [10 empty] | 110 | 3.9 | 74 | CP02 CARPET PAD | 0.00635 | 25.6975 | 8679.2267 |  |  | 1901.6178 | 6769.7969 |  |  | 8671.4147 | 100.2204 | 980.7526 |  |  | 1080.973
807 | E26130 | Ceiling | int_slab_ceiling | Floor 2 Exam Hall 1 | 16.7225 | 2322 | 0.113 | 0.78 | 100mm Normalweight concrete floor | 0.1016 | [10 empty] | 110 | 3.9 | 74 | CP02 CARPET PAD | 0.00635 | 11.6807 | 3945.1031 |  |  | 864.3717 | 3077.1804 |  |  | 3941.5521 | 45.5547 | 445.7966 |  |  | 491.3514
808 | E9AEFF | Ceiling | int_slab_ceiling | Floor 2 Exam Hall 2 | 16.7225 | 2322 | 0.113 | 0.78 | 100mm Normalweight concrete floor | 0.1016 | [10 empty] | 110 | 3.9 | 74 | CP02 CARPET PAD | 0.00635 | 11.6807 | 3945.1031 |  |  | 864.3717 | 3077.1804 |  |  | 3941.5521 | 45.5547 | 445.7966 |  |  | 491.3514
809 | D4A2A4 | Ceiling | int_slab_ceiling | Floor 2 Exam Hall 3 | 5.5742 | 2322 | 0.113 | 0.78 | 100mm Normalweight concrete floor | 0.1016 | [10 empty] | 110 | 3.9 | 74 | CP02 CARPET PAD | 0.00635 | 3.8936 | 1315.0344 |  |  | 288.1239 | 1025.7268 |  |  | 1313.8507 | 15.1849 | 148.5989 |  |  | 163.7838
810 | 6C1891 | Ceiling | int_slab_ceiling | Floor 2 Exam Hall 3 | 11.1484 | 2322 | 0.113 | 0.78 | 100mm Normalweight concrete floor | 0.1016 | [10 empty] | 110 | 3.9 | 74 | CP02 CARPET PAD | 0.00635 | 7.7871 | 2630.0687 |  |  | 576.2478 | 2051.4536 |  |  | 2627.7014 | 30.3698 | 297.1978 |  |  | 327.5676
811 | 4180E7 | Ceiling | int_slab_ceiling | Floor 2 Exam Hall 4 | 18.3948 | 2322 | 0.113 | 0.78 | 100mm Normalweight concrete floor | 0.1016 | [10 empty] | 110 | 3.9 | 74 | CP02 CARPET PAD | 0.00635 | 12.8488 | 4339.6134 |  |  | 950.8089 | 3384.8984 |  |  | 4335.7073 | 50.1102 | 490.3763 |  |  | 540.4865
812 | B9D6E3 | Ceiling | int_slab_ceiling | Floor 2 Exam Hall 5 | 18.3948 | 2322 | 0.113 | 0.78 | 100mm Normalweight concrete floor | 0.1016 | [10 empty] | 110 | 3.9 | 74 | CP02 CARPET PAD | 0.00635 | 12.8488 | 4339.6134 |  |  | 950.8089 | 3384.8984 |  |  | 4335.7073 | 50.1102 | 490.3763 |  |  | 540.4865
813 | B4F89F | Ceiling | int_slab_ceiling | Floor 2 Exam Hall 6 | 18.3948 | 2322 | 0.113 | 0.78 | 100mm Normalweight concrete floor | 0.1016 | [10 empty] | 110 | 3.9 | 74 | CP02 CARPET PAD | 0.00635 | 12.8488 | 4339.6134 |  |  | 950.8089 | 3384.8984 |  |  | 4335.7073 | 50.1102 | 490.3763 |  |  | 540.4865
814 | F6E6D8 | Ceiling | int_slab_ceiling | Floor 2 Janitor | 5.8529 | 2322 | 0.113 | 0.78 | 100mm Normalweight concrete floor | 0.1016 | [10 empty] | 110 | 3.9 | 74 | CP02 CARPET PAD | 0.00635 | 4.0882 | 1380.7861 |  |  | 302.5301 | 1077.0131 |  |  | 1379.5432 | 15.9442 | 156.0288 |  |  | 171.973
815 | B352F7 | Ceiling | int_slab_ceiling | Floor 2 Lounge | 7.4322 | 2322 | 0.113 | 0.78 | 100mm Normalweight concrete floor | 0.1016 | [10 empty] | 110 | 3.9 | 74 | CP02 CARPET PAD | 0.00635 | 5.1914 | 1753.3791 |  |  | 384.1652 | 1367.6357 |  |  | 1751.8009 | 20.2465 | 198.1318 |  |  | 218.3784
816 | 4E1563 | Ceiling | int_slab_ceiling | Floor 2 Nurse Station 1 | 13.9355 | 2322 | 0.113 | 0.78 | 100mm Normalweight concrete floor | 0.1016 | [10 empty] | 110 | 3.9 | 74 | CP02 CARPET PAD | 0.00635 | 9.7339 | 3287.5859 |  |  | 720.3098 | 2564.317 |  |  | 3284.6268 | 37.9623 | 371.4972 |  |  | 409.4595
817 | C45BF3 | Ceiling | int_slab_ceiling | Floor 2 Nurse Station 2 | 16.7225 | 2322 | 0.113 | 0.78 | 100mm Normalweight concrete floor | 0.1016 | [10 empty] | 110 | 3.9 | 74 | CP02 CARPET PAD | 0.00635 | 11.6807 | 3945.1031 |  |  | 864.3717 | 3077.1804 |  |  | 3941.5521 | 45.5547 | 445.7966 |  |  | 491.3514
818 | D1A180 | Ceiling | int_slab_ceiling | Floor 2 Office | 10.4051 | 2322 | 0.113 | 0.78 | 100mm Normalweight concrete floor | 0.1016 | [10 empty] | 110 | 3.9 | 74 | CP02 CARPET PAD | 0.00635 | 7.268 | 2454.7308 |  |  | 537.8313 | 1914.69 |  |  | 2452.5213 | 28.3452 | 277.3846 |  |  | 305.7297
819 | 9BB582 | Ceiling | int_slab_ceiling | Floor 2 Office | 41.6206 | 2322 | 0.113 | 0.78 | 100mm Normalweight concrete floor | 0.1016 | [10 empty] | 110 | 3.9 | 74 | CP02 CARPET PAD | 0.00635 | 29.072 | 9818.9232 |  |  | 2151.3252 | 7658.7601 |  |  | 9810.0853 | 113.3807 | 1109.5383 |  |  | 1222.919
820 | 30A09C | Ceiling | int_slab_ceiling | Floor 2 Office Hall | 8.9187 | 2322 | 0.113 | 0.78 | 100mm Normalweight concrete floor | 0.1016 | [10 empty] | 110 | 3.9 | 74 | CP02 CARPET PAD | 0.00635 | 6.2297 | 2104.055 |  |  | 460.9983 | 1641.1629 |  |  | 2102.1611 | 24.2959 | 237.7582 |  |  | 262.0541
821 | BFEF28 | Ceiling | int_slab_ceiling | Floor 2 Office Hall | 27.8709 | 2322 | 0.113 | 0.78 | 100mm Normalweight concrete floor | 0.1016 | [10 empty] | 110 | 3.9 | 74 | CP02 CARPET PAD | 0.00635 | 19.4678 | 6575.1718 |  |  | 1440.6196 | 5128.634 |  |  | 6569.2536 | 75.9245 | 742.9944 |  |  | 818.919
822 | C588CC | Ceiling | int_slab_ceiling | Floor 2 Office Hall | 4.4593 | 2322 | 0.113 | 0.78 | 100mm Normalweight concrete floor | 0.1016 | [10 empty] | 110 | 3.9 | 74 | CP02 CARPET PAD | 0.00635 | 3.1149 | 1052.0275 |  |  | 230.4991 | 820.5814 |  |  | 1051.0806 | 12.1479 | 118.8791 |  |  | 131.027
823 | C39FCC | Ceiling | int_slab_ceiling | Floor 2 Reception | 91.4166 | 2322 | 0.113 | 0.78 | 100mm Normalweight concrete floor | 0.1016 | [10 empty] | 110 | 3.9 | 74 | CP02 CARPET PAD | 0.00635 | 63.8545 | 21566.5634 |  |  | 4725.2322 | 16821.9195 |  |  | 21547.1517 | 249.0325 | 2437.0217 |  |  | 2686.0542
824 | 7A3F36 | Ceiling | int_slab_ceiling | Floor 2 Reception Hall | 3.9019 | 2322 | 0.113 | 0.78 | 100mm Normalweight concrete floor | 0.1016 | [10 empty] | 110 | 3.9 | 74 | CP02 CARPET PAD | 0.00635 | 2.7255 | 920.524 |  |  | 201.6867 | 718.0088 |  |  | 919.6955 | 10.6294 | 104.0192 |  |  | 114.6487
825 | 4DAEA4 | Ceiling | int_slab_ceiling | Floor 2 Reception Hall | 23.4116 | 2322 | 0.113 | 0.78 | 100mm Normalweight concrete floor | 0.1016 | [10 empty] | 110 | 3.9 | 74 | CP02 CARPET PAD | 0.00635 | 16.353 | 5523.1443 |  |  | 1210.1204 | 4308.0525 |  |  | 5518.173 | 63.7766 | 624.1153 |  |  | 687.8919
826 | B52A5D | Ceiling | int_slab_ceiling | Floor 2 Reception Hall | 17.28 | 2322 | 0.113 | 0.78 | 100mm Normalweight concrete floor | 0.1016 | [10 empty] | 110 | 3.9 | 74 | CP02 CARPET PAD | 0.00635 | 12.0701 | 4076.6065 |  |  | 893.1841 | 3179.7531 |  |  | 4072.9372 | 47.0732 | 460.6565 |  |  | 507.7298
827 | 2C7827 | Ceiling | int_slab_ceiling | Floor 2 Reception Hall | 7.8039 | 2322 | 0.113 | 0.78 | 100mm Normalweight concrete floor | 0.1016 | [10 empty] | 110 | 3.9 | 74 | CP02 CARPET PAD | 0.00635 | 5.451 | 1841.0481 |  |  | 403.3735 | 1436.0175 |  |  | 1839.391 | 21.2589 | 208.0384 |  |  | 229.2973
828 | E9C76F | Ceiling | int_slab_ceiling | Floor 2 Reception Toilet | 11.7058 | 2322 | 0.113 | 0.78 | 100mm Normalweight concrete floor | 0.1016 | [10 empty] | 110 | 3.9 | 74 | CP02 CARPET PAD | 0.00635 | 8.1765 | 2761.5721 |  |  | 605.0602 | 2154.0263 |  |  | 2759.0865 | 31.8883 | 312.0577 |  |  | 343.946
829 | F631E4 | Ceiling | int_slab_ceiling | Floor 2 Scheduling 1 | 10.0335 | 2322 | 0.113 | 0.78 | 100mm Normalweight concrete floor | 0.1016 | [10 empty] | 110 | 3.9 | 74 | CP02 CARPET PAD | 0.00635 | 7.0084 | 2367.0618 |  |  | 518.623 | 1846.3082 |  |  | 2364.9313 | 27.3328 | 267.478 |  |  | 294.8108
830 | 93EF1F | Ceiling | int_slab_ceiling | Floor 2 Scheduling 1 | 20.0671 | 2322 | 0.113 | 0.78 | 100mm Normalweight concrete floor | 0.1016 | [10 empty] | 110 | 3.9 | 74 | CP02 CARPET PAD | 0.00635 | 14.0168 | 4734.1237 |  |  | 1037.2461 | 3692.6165 |  |  | 4729.8626 | 54.6657 | 534.956 |  |  | 589.6216
831 | 4EB51A | Ceiling | int_slab_ceiling | Floor 2 Scheduling 2 | 31.7728 | 2322 | 0.113 | 0.78 | 100mm Normalweight concrete floor | 0.1016 | [10 empty] | 110 | 3.9 | 74 | CP02 CARPET PAD | 0.00635 | 22.1933 | 7495.6958 |  |  | 1642.3063 | 5846.6427 |  |  | 7488.9491 | 86.554 | 847.0136 |  |  | 933.5676
832 | ED1C1D | Ceiling | int_slab_ceiling | Floor 2 Storage 1 | 5.2026 | 2322 | 0.113 | 0.78 | 100mm Normalweight concrete floor | 0.1016 | [10 empty] | 110 | 3.9 | 74 | CP02 CARPET PAD | 0.00635 | 3.634 | 1227.3654 |  |  | 268.9157 | 957.345 |  |  | 1226.2607 | 14.1726 | 138.6923 |  |  | 152.8649
833 | 430C7E | Ceiling | int_slab_ceiling | Floor 2 Storage 2 | 11.1484 | 2322 | 0.113 | 0.78 | 100mm Normalweight concrete floor | 0.1016 | [10 empty] | 110 | 3.9 | 74 | CP02 CARPET PAD | 0.00635 | 7.7871 | 2630.0687 |  |  | 576.2478 | 2051.4536 |  |  | 2627.7014 | 30.3698 | 297.1978 |  |  | 327.5676
834 | 695D6E | Ceiling | int_slab_ceiling | Floor 2 Storage 3 | 13.378 | 2322 | 0.113 | 0.78 | 100mm Normalweight concrete floor | 0.1016 | [10 empty] | 110 | 3.9 | 74 | CP02 CARPET PAD | 0.00635 | 9.3446 | 3156.0825 |  |  | 691.4974 | 2461.7443 |  |  | 3153.2417 | 36.4438 | 356.6373 |  |  | 393.0811
835 | 703D3E | Ceiling | int_slab_ceiling | Floor 2 Utility | 11.7058 | 2322 | 0.113 | 0.78 | 100mm Normalweight concrete floor | 0.1016 | [10 empty] | 110 | 3.9 | 74 | CP02 CARPET PAD | 0.00635 | 8.1765 | 2761.5721 |  |  | 605.0602 | 2154.0263 |  |  | 2759.0865 | 31.8883 | 312.0577 |  |  | 343.946
836 | F77E4B | Ceiling | int_slab_ceiling | Floor 2 Work | 34.3741 | 2322 | 0.113 | 0.78 | 100mm Normalweight concrete floor | 0.1016 | [10 empty] | 110 | 3.9 | 74 | CP02 CARPET PAD | 0.00635 | 24.0103 | 8109.3785 |  |  | 1776.7641 | 6325.3153 |  |  | 8102.0794 | 93.6403 | 916.3598 |  |  | 1010
837 | 287E3B | Ceiling | int_slab_ceiling | Floor 2 Work | 122.632 | 2322 | 0.113 | 0.78 | 100mm Normalweight concrete floor | 0.1016 | [10 empty] | 110 | 3.9 | 74 | CP02 CARPET PAD | 0.00635 | 85.6585 | 28930.7558 |  |  | 6338.7261 | 22565.9895 |  |  | 28904.7157 | 334.068 | 3269.1754 |  |  | 3603.2434
838 | 957242 | Ceiling | int_slab_ceiling | Floor 2 Work Hall | 77.4811 | 2322 | 0.113 | 0.78 | 100mm Normalweight concrete floor | 0.1016 | [10 empty] | 110 | 3.9 | 74 | CP02 CARPET PAD | 0.00635 | 54.1206 | 18278.9775 |  |  | 4004.9224 | 14257.6025 |  |  | 18262.5249 | 211.0702 | 2065.5245 |  |  | 2276.5947
839 | FC3B6D | Ceiling | int_slab_ceiling | Floor 2 Work Toilet | 5.0168 | 2322 | 0.113 | 0.78 | 100mm Normalweight concrete floor | 0.1016 | [10 empty] | 110 | 3.9 | 74 | CP02 CARPET PAD | 0.00635 | 3.5042 | 1183.5309 |  |  | 259.3115 | 923.1541 |  |  | 1182.4656 | 13.6664 | 133.739 |  |  | 147.4054
840 | 1DCC9F | Ceiling | int_slab_ceiling | Floor 2 X-Ray | 38.4619 | 2322 | 0.113 | 0.78 | 100mm Normalweight concrete floor | 0.1016 | [10 empty] | 110 | 3.9 | 74 | CP02 CARPET PAD | 0.00635 | 26.8656 | 9073.7371 |  |  | 1988.055 | 7077.5149 |  |  | 9065.5699 | 104.7759 | 1025.3323 |  |  | 1130.1082
841 | 47890C | Ceiling | int_slab_ceiling | Floor 2 X-Ray | 3.9019 | 2322 | 0.113 | 0.78 | 100mm Normalweight concrete floor | 0.1016 | [10 empty] | 110 | 3.9 | 74 | CP02 CARPET PAD | 0.00635 | 2.7255 | 920.524 |  |  | 201.6867 | 718.0088 |  |  | 919.6955 | 10.6294 | 104.0192 |  |  | 114.6487
842 | F7E82F | Ceiling | int_slab_ceiling | Floor 2 X-Ray | 7.8039 | 2322 | 0.113 | 0.78 | 100mm Normalweight concrete floor | 0.1016 | [10 empty] | 110 | 3.9 | 74 | CP02 CARPET PAD | 0.00635 | 5.451 | 1841.0481 |  |  | 403.3735 | 1436.0175 |  |  | 1839.391 | 21.2589 | 208.0384 |  |  | 229.2973
843 | 7FDC1A | Ceiling | int_slab_ceiling | Floor 2 X-Ray | 23.4116 | 2322 | 0.113 | 0.78 | 100mm Normalweight concrete floor | 0.1016 | [10 empty] | 110 | 3.9 | 74 | CP02 CARPET PAD | 0.00635 | 16.353 | 5523.1443 |  |  | 1210.1204 | 4308.0525 |  |  | 5518.173 | 63.7766 | 624.1153 |  |  | 687.8919
844 | F02E9C | Ceiling | int_slab_ceiling | Floor 2 X-Ray | 10.0335 | 2322 | 0.113 | 0.78 | 100mm Normalweight concrete floor | 0.1016 | [10 empty] | 110 | 3.9 | 74 | CP02 CARPET PAD | 0.00635 | 7.0084 | 2367.0618 |  |  | 518.623 | 1846.3082 |  |  | 2364.9313 | 27.3328 | 267.478 |  |  | 294.8108
845 | 481E71 | Wall | nonres_ext_wall | Floor 1 Anesthesia | 8.3613 | 800 | 0.39 | 6.75 | G01 16mm gypsum board | 0.0159 | 12 | 1.86 | 45 | Nonres_Exterior_Wall_Insulation | 0.15 | 800 | 0.39 | 6.75 | G01 16mm gypsum board | 0.0159 | 1856 | 0.13 | 1.8 | F07 25mm stucco | 0.0254 | 394.1705 | 106.3554 | 15.0503 | 106.3554 | 709.5069 | 717.899 | 677.2632 | 717.899 | 2822.568 | 51.2422 | 41.4786 | 27.9935 | 41.4786 | 162.1929
846 | 5F762C | Wall | nonres_ext_wall | Floor 1 Cafe | 18.5806 | 800 | 0.39 | 6.75 | G01 16mm gypsum board | 0.0159 | 12 | 1.86 | 45 | Nonres_Exterior_Wall_Insulation | 0.15 | 800 | 0.39 | 6.75 | G01 16mm gypsum board | 0.0159 | 1856 | 0.13 | 1.8 | F07 25mm stucco | 0.0254 | 875.9345 | 236.3453 | 33.4451 | 236.3453 | 1576.682 | 1595.331 | 1505.0292 | 1595.331 | 6272.3733 | 113.8715 | 92.1747 | 62.2079 | 92.1747 | 360.4287
847 | 84FB73 | Wall | nonres_ext_wall | Floor 1 Dressing Room | 8.3613 | 800 | 0.39 | 6.75 | G01 16mm gypsum board | 0.0159 | 12 | 1.86 | 45 | Nonres_Exterior_Wall_Insulation | 0.15 | 800 | 0.39 | 6.75 | G01 16mm gypsum board | 0.0159 | 1856 | 0.13 | 1.8 | F07 25mm stucco | 0.0254 | 394.1705 | 106.3554 | 15.0503 | 106.3554 | 709.5069 | 717.899 | 677.2632 | 717.899 | 2822.568 | 51.2422 | 41.4786 | 27.9935 | 41.4786 | 162.1929
848 | 7F5C82 | Wall | nonres_ext_wall | Floor 1 Electrical Room | 6.5032 | 800 | 0.39 | 6.75 | G01 16mm gypsum board | 0.0159 | 12 | 1.86 | 45 | Nonres_Exterior_Wall_Insulation | 0.15 | 800 | 0.39 | 6.75 | G01 16mm gypsum board | 0.0159 | 1856 | 0.13 | 1.8 | F07 25mm stucco | 0.0254 | 306.5771 | 82.7209 | 11.7058 | 82.7209 | 551.8387 | 558.3659 | 526.7602 | 558.3659 | 2195.3306 | 39.855 | 32.2611 | 21.7728 | 32.2611 | 126.1501
849 | C732B0 | Wall | nonres_ext_wall | Floor 1 Elevator Pump Room | 12.0774 | 800 | 0.39 | 6.75 | G01 16mm gypsum board | 0.0159 | 12 | 1.86 | 45 | Nonres_Exterior_Wall_Insulation | 0.15 | 800 | 0.39 | 6.75 | G01 16mm gypsum board | 0.0159 | 1856 | 0.13 | 1.8 | F07 25mm stucco | 0.0254 | 569.3574 | 153.6245 | 21.7393 | 153.6245 | 1024.8433 | 1036.9652 | 978.269 | 1036.9652 | 4077.0426 | 74.0165 | 59.9135 | 40.4351 | 59.9135 | 234.2787
850 | E02487 | Wall | nonres_ext_wall | Floor 1 Elevator Pump Room | 6.5032 | 800 | 0.39 | 6.75 | G01 16mm gypsum board | 0.0159 | 12 | 1.86 | 45 | Nonres_Exterior_Wall_Insulation | 0.15 | 800 | 0.39 | 6.75 | G01 16mm gypsum board | 0.0159 | 1856 | 0.13 | 1.8 | F07 25mm stucco | 0.0254 | 306.5771 | 82.7209 | 11.7058 | 82.7209 | 551.8387 | 558.3659 | 526.7602 | 558.3659 | 2195.3306 | 39.855 | 32.2611 | 21.7728 | 32.2611 | 126.1501
851 | FE5A3C | Wall | nonres_ext_wall | Floor 1 Lobby | 20.4387 | 800 | 0.39 | 6.75 | G01 16mm gypsum board | 0.0159 | 12 | 1.86 | 45 | Nonres_Exterior_Wall_Insulation | 0.15 | 800 | 0.39 | 6.75 | G01 16mm gypsum board | 0.0159 | 1856 | 0.13 | 1.8 | F07 25mm stucco | 0.0254 | 963.5279 | 259.9799 | 36.7896 | 259.9799 | 1734.3502 | 1754.8641 | 1655.5322 | 1754.8641 | 6899.6106 | 125.2586 | 101.3921 | 68.4287 | 101.3921 | 396.4716
852 | 9D87EC | Wall | nonres_ext_wall | Floor 1 Lobby Toilet | 5.5742 | 800 | 0.39 | 6.75 | G01 16mm gypsum board | 0.0159 | 12 | 1.86 | 45 | Nonres_Exterior_Wall_Insulation | 0.15 | 800 | 0.39 | 6.75 | G01 16mm gypsum board | 0.0159 | 1856 | 0.13 | 1.8 | F07 25mm stucco | 0.0254 | 262.7803 | 70.9036 | 10.0335 | 70.9036 | 473.0046 | 478.5993 | 451.5088 | 478.5993 | 1881.712 | 34.1614 | 27.6524 | 18.6624 | 27.6524 | 108.1286
853 | F629C1 | Wall | nonres_ext_wall | Floor 1 Locker Room | 20.4387 | 800 | 0.39 | 6.75 | G01 16mm gypsum board | 0.0159 | 12 | 1.86 | 45 | Nonres_Exterior_Wall_Insulation | 0.15 | 800 | 0.39 | 6.75 | G01 16mm gypsum board | 0.0159 | 1856 | 0.13 | 1.8 | F07 25mm stucco | 0.0254 | 963.5279 | 259.9799 | 36.7896 | 259.9799 | 1734.3502 | 1754.8641 | 1655.5322 | 1754.8641 | 6899.6106 | 125.2586 | 101.3921 | 68.4287 | 101.3921 | 396.4716
854 | E85BB5 | Wall | nonres_ext_wall | Floor 1 Med Gas | 7.4322 | 800 | 0.39 | 6.75 | G01 16mm gypsum board | 0.0159 | 12 | 1.86 | 45 | Nonres_Exterior_Wall_Insulation | 0.15 | 800 | 0.39 | 6.75 | G01 16mm gypsum board | 0.0159 | 1856 | 0.13 | 1.8 | F07 25mm stucco | 0.0254 | 350.3738 | 94.5381 | 13.378 | 94.5381 | 630.6728 | 638.1324 | 602.0117 | 638.1324 | 2508.9493 | 45.5486 | 36.8699 | 24.8832 | 36.8699 | 144.1715
855 | 577FC1 | Wall | nonres_ext_wall | Floor 1 Med Gas | 6.5032 | 800 | 0.39 | 6.75 | G01 16mm gypsum board | 0.0159 | 12 | 1.86 | 45 | Nonres_Exterior_Wall_Insulation | 0.15 | 800 | 0.39 | 6.75 | G01 16mm gypsum board | 0.0159 | 1856 | 0.13 | 1.8 | F07 25mm stucco | 0.0254 | 306.5771 | 82.7209 | 11.7058 | 82.7209 | 551.8387 | 558.3659 | 526.7602 | 558.3659 | 2195.3306 | 39.855 | 32.2611 | 21.7728 | 32.2611 | 126.1501
856 | C114C1 | Wall | nonres_ext_wall | Floor 1 MRI Control Room | 4.6452 | 800 | 0.39 | 6.75 | G01 16mm gypsum board | 0.0159 | 12 | 1.86 | 45 | Nonres_Exterior_Wall_Insulation | 0.15 | 800 | 0.39 | 6.75 | G01 16mm gypsum board | 0.0159 | 1856 | 0.13 | 1.8 | F07 25mm stucco | 0.0254 | 218.9836 | 59.0863 | 8.3613 | 59.0863 | 394.1705 | 398.8328 | 376.2573 | 398.8328 | 1568.0933 | 28.4679 | 23.0437 | 15.552 | 23.0437 | 90.1072
857 | ADB8D0 | Wall | nonres_ext_wall | Floor 1 MRI Toilet | 5.5742 | 800 | 0.39 | 6.75 | G01 16mm gypsum board | 0.0159 | 12 | 1.86 | 45 | Nonres_Exterior_Wall_Insulation | 0.15 | 800 | 0.39 | 6.75 | G01 16mm gypsum board | 0.0159 | 1856 | 0.13 | 1.8 | F07 25mm stucco | 0.0254 | 262.7803 | 70.9036 | 10.0335 | 70.9036 | 473.0046 | 478.5993 | 451.5088 | 478.5993 | 1881.712 | 34.1614 | 27.6524 | 18.6624 | 27.6524 | 108.1286
858 | 879583 | Wall | nonres_ext_wall | Floor 1 Operating Room 1 | 18.5806 | 800 | 0.39 | 6.75 | G01 16mm gypsum board | 0.0159 | 12 | 1.86 | 45 | Nonres_Exterior_Wall_Insulation | 0.15 | 800 | 0.39 | 6.75 | G01 16mm gypsum board | 0.0159 | 1856 | 0.13 | 1.8 | F07 25mm stucco | 0.0254 | 875.9345 | 236.3453 | 33.4451 | 236.3453 | 1576.682 | 1595.331 | 1505.0292 | 1595.331 | 6272.3733 | 113.8715 | 92.1747 | 62.2079 | 92.1747 | 360.4287
859 | E326E4 | Wall | nonres_ext_wall | Floor 1 Operating Room 1 | 21.3677 | 800 | 0.39 | 6.75 | G01 16mm gypsum board | 0.0159 | 12 | 1.86 | 45 | Nonres_Exterior_Wall_Insulation | 0.15 | 800 | 0.39 | 6.75 | G01 16mm gypsum board | 0.0159 | 1856 | 0.13 | 1.8 | F07 25mm stucco | 0.0254 | 1007.3246 | 271.7971 | 38.4619 | 271.7971 | 1813.1843 | 1834.6307 | 1730.7836 | 1834.6307 | 7213.2293 | 130.9522 | 106.0009 | 71.5391 | 106.0009 | 414.493
860 | 1D96D7 | Wall | nonres_ext_wall | Floor 1 Operating Room 2 | 22.2967 | 800 | 0.39 | 6.75 | G01 16mm gypsum board | 0.0159 | 12 | 1.86 | 45 | Nonres_Exterior_Wall_Insulation | 0.15 | 800 | 0.39 | 6.75 | G01 16mm gypsum board | 0.0159 | 1856 | 0.13 | 1.8 | F07 25mm stucco | 0.0254 | 1051.1213 | 283.6144 | 40.1341 | 283.6144 | 1892.0184 | 1914.3972 | 1806.0351 | 1914.3972 | 7526.8479 | 136.6458 | 110.6096 | 74.6495 | 110.6096 | 432.5145
861 | 84418A | Wall | nonres_ext_wall | Floor 1 Pre-Op Room 1 | 3.7161 | 800 | 0.39 | 6.75 | G01 16mm gypsum board | 0.0159 | 12 | 1.86 | 45 | Nonres_Exterior_Wall_Insulation | 0.15 | 800 | 0.39 | 6.75 | G01 16mm gypsum board | 0.0159 | 1856 | 0.13 | 1.8 | F07 25mm stucco | 0.0254 | 175.1869 | 47.2691 | 6.689 | 47.2691 | 315.3364 | 319.0662 | 301.0058 | 319.0662 | 1254.4747 | 22.7743 | 18.4349 | 12.4416 | 18.4349 | 72.0857
862 | 1535AC | Wall | nonres_ext_wall | Floor 1 Pre-Op Toilet | 5.5742 | 800 | 0.39 | 6.75 | G01 16mm gypsum board | 0.0159 | 12 | 1.86 | 45 | Nonres_Exterior_Wall_Insulation | 0.15 | 800 | 0.39 | 6.75 | G01 16mm gypsum board | 0.0159 | 1856 | 0.13 | 1.8 | F07 25mm stucco | 0.0254 | 262.7803 | 70.9036 | 10.0335 | 70.9036 | 473.0046 | 478.5993 | 451.5088 | 478.5993 | 1881.712 | 34.1614 | 27.6524 | 18.6624 | 27.6524 | 108.1286
863 | 6D2616 | Wall | nonres_ext_wall | Floor 1 Procedure Room | 17.6516 | 800 | 0.39 | 6.75 | G01 16mm gypsum board | 0.0159 | 12 | 1.86 | 45 | Nonres_Exterior_Wall_Insulation | 0.15 | 800 | 0.39 | 6.75 | G01 16mm gypsum board | 0.0159 | 1856 | 0.13 | 1.8 | F07 25mm stucco | 0.0254 | 832.1377 | 224.5281 | 31.7728 | 224.5281 | 1497.8479 | 1515.5645 | 1429.7778 | 1515.5645 | 5958.7546 | 108.1779 | 87.5659 | 59.0975 | 87.5659 | 342.4073
864 | A5A6A3 | Wall | nonres_ext_wall | Floor 1 Reception | 12.0774 | 800 | 0.39 | 6.75 | G01 16mm gypsum board | 0.0159 | 12 | 1.86 | 45 | Nonres_Exterior_Wall_Insulation | 0.15 | 800 | 0.39 | 6.75 | G01 16mm gypsum board | 0.0159 | 1856 | 0.13 | 1.8 | F07 25mm stucco | 0.0254 | 569.3574 | 153.6245 | 21.7393 | 153.6245 | 1024.8433 | 1036.9652 | 978.269 | 1036.9652 | 4077.0426 | 74.0165 | 59.9135 | 40.4351 | 59.9135 | 234.2787
865 | 28B002 | Wall | nonres_ext_wall | Floor 1 Recovery Room | 41.8064 | 800 | 0.39 | 6.75 | G01 16mm gypsum board | 0.0159 | 12 | 1.86 | 45 | Nonres_Exterior_Wall_Insulation | 0.15 | 800 | 0.39 | 6.75 | G01 16mm gypsum board | 0.0159 | 1856 | 0.13 | 1.8 | F07 25mm stucco | 0.0254 | 1970.8525 | 531.777 | 75.2515 | 531.777 | 3547.5345 | 3589.4948 | 3386.3158 | 3589.4948 | 14112.8399 | 256.2108 | 207.393 | 139.9677 | 207.393 | 810.9646
866 | EA6DC8 | Wall | nonres_ext_wall | Floor 1 Scheduling | 6.5032 | 800 | 0.39 | 6.75 | G01 16mm gypsum board | 0.0159 | 12 | 1.86 | 45 | Nonres_Exterior_Wall_Insulation | 0.15 | 800 | 0.39 | 6.75 | G01 16mm gypsum board | 0.0159 | 1856 | 0.13 | 1.8 | F07 25mm stucco | 0.0254 | 306.5771 | 82.7209 | 11.7058 | 82.7209 | 551.8387 | 558.3659 | 526.7602 | 558.3659 | 2195.3306 | 39.855 | 32.2611 | 21.7728 | 32.2611 | 126.1501
867 | B40F89 | Wall | nonres_ext_wall | Floor 1 Step Down | 11.1484 | 800 | 0.39 | 6.75 | G01 16mm gypsum board | 0.0159 | 12 | 1.86 | 45 | Nonres_Exterior_Wall_Insulation | 0.15 | 800 | 0.39 | 6.75 | G01 16mm gypsum board | 0.0159 | 1856 | 0.13 | 1.8 | F07 25mm stucco | 0.0254 | 525.5607 | 141.8072 | 20.0671 | 141.8072 | 946.0092 | 957.1986 | 903.0175 | 957.1986 | 3763.424 | 68.3229 | 55.3048 | 37.3247 | 55.3048 | 216.2572
868 | 997723 | Wall | nonres_ext_wall | Floor 1 Step Down | 23.2258 | 800 | 0.39 | 6.75 | G01 16mm gypsum board | 0.0159 | 12 | 1.86 | 45 | Nonres_Exterior_Wall_Insulation | 0.15 | 800 | 0.39 | 6.75 | G01 16mm gypsum board | 0.0159 | 1856 | 0.13 | 1.8 | F07 25mm stucco | 0.0254 | 1094.9181 | 295.4317 | 41.8064 | 295.4317 | 1970.8525 | 1994.1638 | 1881.2866 | 1994.1638 | 7840.4666 | 142.3393 | 115.2184 | 77.7598 | 115.2184 | 450.5359
869 | CEC7BD | Wall | nonres_ext_wall | Floor 1 Sterile Hall | 7.4322 | 800 | 0.39 | 6.75 | G01 16mm gypsum board | 0.0159 | 12 | 1.86 | 45 | Nonres_Exterior_Wall_Insulation | 0.15 | 800 | 0.39 | 6.75 | G01 16mm gypsum board | 0.0159 | 1856 | 0.13 | 1.8 | F07 25mm stucco | 0.0254 | 350.3738 | 94.5381 | 13.378 | 94.5381 | 630.6728 | 638.1324 | 602.0117 | 638.1324 | 2508.9493 | 45.5486 | 36.8699 | 24.8832 | 36.8699 | 144.1715
870 | 8E5BB9 | Wall | nonres_ext_wall | Floor 1 Storage | 21.3677 | 800 | 0.39 | 6.75 | G01 16mm gypsum board | 0.0159 | 12 | 1.86 | 45 | Nonres_Exterior_Wall_Insulation | 0.15 | 800 | 0.39 | 6.75 | G01 16mm gypsum board | 0.0159 | 1856 | 0.13 | 1.8 | F07 25mm stucco | 0.0254 | 1007.3246 | 271.7971 | 38.4619 | 271.7971 | 1813.1843 | 1834.6307 | 1730.7836 | 1834.6307 | 7213.2293 | 130.9522 | 106.0009 | 71.5391 | 106.0009 | 414.493
871 | 859BC1 | Wall | nonres_ext_wall | Floor 1 Storage | 37.1612 | 800 | 0.39 | 6.75 | G01 16mm gypsum board | 0.0159 | 12 | 1.86 | 45 | Nonres_Exterior_Wall_Insulation | 0.15 | 800 | 0.39 | 6.75 | G01 16mm gypsum board | 0.0159 | 1856 | 0.13 | 1.8 | F07 25mm stucco | 0.0254 | 1751.8689 | 472.6907 | 66.8902 | 472.6907 | 3153.364 | 3190.662 | 3010.0585 | 3190.662 | 12544.7465 | 227.743 | 184.3494 | 124.4158 | 184.3494 | 720.8574
872 | 61E610 | Wall | nonres_ext_wall | Floor 1 Sub-Sterile | 13.0064 | 800 | 0.39 | 6.75 | G01 16mm gypsum board | 0.0159 | 12 | 1.86 | 45 | Nonres_Exterior_Wall_Insulation | 0.15 | 800 | 0.39 | 6.75 | G01 16mm gypsum board | 0.0159 | 1856 | 0.13 | 1.8 | F07 25mm stucco | 0.0254 | 613.1541 | 165.4417 | 23.4116 | 165.4417 | 1103.6774 | 1116.7317 | 1053.5205 | 1116.7317 | 4390.6613 | 79.71 | 64.5223 | 43.5455 | 64.5223 | 252.3001
873 | 529072 | Wall | nonres_ext_wall | Floor 1 Utility Hall | 14.8645 | 800 | 0.39 | 6.75 | G01 16mm gypsum board | 0.0159 | 12 | 1.86 | 45 | Nonres_Exterior_Wall_Insulation | 0.15 | 800 | 0.39 | 6.75 | G01 16mm gypsum board | 0.0159 | 1856 | 0.13 | 1.8 | F07 25mm stucco | 0.0254 | 700.7476 | 189.0763 | 26.7561 | 189.0763 | 1261.3456 | 1276.2648 | 1204.0234 | 1276.2648 | 5017.8986 | 91.0972 | 73.7397 | 49.7663 | 73.7397 | 288.343
874 | D95F04 | Wall | nonres_ext_wall | Floor 1 Utility Room | 16.7225 | 800 | 0.39 | 6.75 | G01 16mm gypsum board | 0.0159 | 12 | 1.86 | 45 | Nonres_Exterior_Wall_Insulation | 0.15 | 800 | 0.39 | 6.75 | G01 16mm gypsum board | 0.0159 | 1856 | 0.13 | 1.8 | F07 25mm stucco | 0.0254 | 788.341 | 212.7108 | 30.1006 | 212.7108 | 1419.0138 | 1435.7979 | 1354.5263 | 1435.7979 | 5645.1359 | 102.4843 | 82.9572 | 55.9871 | 82.9572 | 324.3858
875 | 3330D8 | Wall | nonres_ext_wall | Floor 1 Vestibule | 7.4322 | 800 | 0.39 | 6.75 | G01 16mm gypsum board | 0.0159 | 12 | 1.86 | 45 | Nonres_Exterior_Wall_Insulation | 0.15 | 800 | 0.39 | 6.75 | G01 16mm gypsum board | 0.0159 | 1856 | 0.13 | 1.8 | F07 25mm stucco | 0.0254 | 350.3738 | 94.5381 | 13.378 | 94.5381 | 630.6728 | 638.1324 | 602.0117 | 638.1324 | 2508.9493 | 45.5486 | 36.8699 | 24.8832 | 36.8699 | 144.1715
876 | 208CCF | Wall | nonres_ext_wall | Floor 2 Conference | 11.1484 | 800 | 0.39 | 6.75 | G01 16mm gypsum board | 0.0159 | 12 | 1.86 | 45 | Nonres_Exterior_Wall_Insulation | 0.15 | 800 | 0.39 | 6.75 | G01 16mm gypsum board | 0.0159 | 1856 | 0.13 | 1.8 | F07 25mm stucco | 0.0254 | 525.5607 | 141.8072 | 20.0671 | 141.8072 | 946.0092 | 957.1986 | 903.0175 | 957.1986 | 3763.424 | 68.3229 | 55.3048 | 37.3247 | 55.3048 | 216.2572
877 | AEF992 | Wall | nonres_ext_wall | Floor 2 Conference | 26.0129 | 800 | 0.39 | 6.75 | G01 16mm gypsum board | 0.0159 | 12 | 1.86 | 45 | Nonres_Exterior_Wall_Insulation | 0.15 | 800 | 0.39 | 6.75 | G01 16mm gypsum board | 0.0159 | 1856 | 0.13 | 1.8 | F07 25mm stucco | 0.0254 | 1226.3082 | 330.8835 | 46.8231 | 330.8835 | 2207.3548 | 2233.4634 | 2107.0409 | 2233.4634 | 8781.3226 | 159.4201 | 129.0446 | 87.091 | 129.0446 | 504.6002
878 | 54D065 | Wall | nonres_ext_wall | Floor 2 Exam 1 | 11.1484 | 800 | 0.39 | 6.75 | G01 16mm gypsum board | 0.0159 | 12 | 1.86 | 45 | Nonres_Exterior_Wall_Insulation | 0.15 | 800 | 0.39 | 6.75 | G01 16mm gypsum board | 0.0159 | 1856 | 0.13 | 1.8 | F07 25mm stucco | 0.0254 | 525.5607 | 141.8072 | 20.0671 | 141.8072 | 946.0092 | 957.1986 | 903.0175 | 957.1986 | 3763.424 | 68.3229 | 55.3048 | 37.3247 | 55.3048 | 216.2572
879 | 1775A6 | Wall | nonres_ext_wall | Floor 2 Exam 1 | 27.8709 | 800 | 0.39 | 6.75 | G01 16mm gypsum board | 0.0159 | 12 | 1.86 | 45 | Nonres_Exterior_Wall_Insulation | 0.15 | 800 | 0.39 | 6.75 | G01 16mm gypsum board | 0.0159 | 1856 | 0.13 | 1.8 | F07 25mm stucco | 0.0254 | 1313.9017 | 354.518 | 50.1676 | 354.518 | 2365.023 | 2392.9965 | 2257.5439 | 2392.9965 | 9408.5599 | 170.8072 | 138.262 | 93.3118 | 138.262 | 540.6431
880 | 97F00A | Wall | nonres_ext_wall | Floor 2 Exam 2 | 16.7225 | 800 | 0.39 | 6.75 | G01 16mm gypsum board | 0.0159 | 12 | 1.86 | 45 | Nonres_Exterior_Wall_Insulation | 0.15 | 800 | 0.39 | 6.75 | G01 16mm gypsum board | 0.0159 | 1856 | 0.13 | 1.8 | F07 25mm stucco | 0.0254 | 788.341 | 212.7108 | 30.1006 | 212.7108 | 1419.0138 | 1435.7979 | 1354.5263 | 1435.7979 | 5645.1359 | 102.4843 | 82.9572 | 55.9871 | 82.9572 | 324.3858
881 | A497E9 | Wall | nonres_ext_wall | Floor 2 Exam 3 | 22.2967 | 800 | 0.39 | 6.75 | G01 16mm gypsum board | 0.0159 | 12 | 1.86 | 45 | Nonres_Exterior_Wall_Insulation | 0.15 | 800 | 0.39 | 6.75 | G01 16mm gypsum board | 0.0159 | 1856 | 0.13 | 1.8 | F07 25mm stucco | 0.0254 | 1051.1213 | 283.6144 | 40.1341 | 283.6144 | 1892.0184 | 1914.3972 | 1806.0351 | 1914.3972 | 7526.8479 | 136.6458 | 110.6096 | 74.6495 | 110.6096 | 432.5145
882 | 88A75F | Wall | nonres_ext_wall | Floor 2 Exam 4 | 6.5032 | 800 | 0.39 | 6.75 | G01 16mm gypsum board | 0.0159 | 12 | 1.86 | 45 | Nonres_Exterior_Wall_Insulation | 0.15 | 800 | 0.39 | 6.75 | G01 16mm gypsum board | 0.0159 | 1856 | 0.13 | 1.8 | F07 25mm stucco | 0.0254 | 306.5771 | 82.7209 | 11.7058 | 82.7209 | 551.8387 | 558.3659 | 526.7602 | 558.3659 | 2195.3306 | 39.855 | 32.2611 | 21.7728 | 32.2611 | 126.1501
883 | B4E619 | Wall | nonres_ext_wall | Floor 2 Exam 5 | 23.2258 | 800 | 0.39 | 6.75 | G01 16mm gypsum board | 0.0159 | 12 | 1.86 | 45 | Nonres_Exterior_Wall_Insulation | 0.15 | 800 | 0.39 | 6.75 | G01 16mm gypsum board | 0.0159 | 1856 | 0.13 | 1.8 | F07 25mm stucco | 0.0254 | 1094.9181 | 295.4317 | 41.8064 | 295.4317 | 1970.8525 | 1994.1638 | 1881.2866 | 1994.1638 | 7840.4666 | 142.3393 | 115.2184 | 77.7598 | 115.2184 | 450.5359
884 | 9EC269 | Wall | nonres_ext_wall | Floor 2 Exam 6 | 13.9355 | 800 | 0.39 | 6.75 | G01 16mm gypsum board | 0.0159 | 12 | 1.86 | 45 | Nonres_Exterior_Wall_Insulation | 0.15 | 800 | 0.39 | 6.75 | G01 16mm gypsum board | 0.0159 | 1856 | 0.13 | 1.8 | F07 25mm stucco | 0.0254 | 656.9508 | 177.259 | 25.0838 | 177.259 | 1182.5115 | 1196.4983 | 1128.7719 | 1196.4983 | 4704.28 | 85.4036 | 69.131 | 46.6559 | 69.131 | 270.3215
885 | B316F7 | Wall | nonres_ext_wall | Floor 2 Exam 7 | 22.2967 | 800 | 0.39 | 6.75 | G01 16mm gypsum board | 0.0159 | 12 | 1.86 | 45 | Nonres_Exterior_Wall_Insulation | 0.15 | 800 | 0.39 | 6.75 | G01 16mm gypsum board | 0.0159 | 1856 | 0.13 | 1.8 | F07 25mm stucco | 0.0254 | 1051.1213 | 283.6144 | 40.1341 | 283.6144 | 1892.0184 | 1914.3972 | 1806.0351 | 1914.3972 | 7526.8479 | 136.6458 | 110.6096 | 74.6495 | 110.6096 | 432.5145
886 | 9621FD | Wall | nonres_ext_wall | Floor 2 Exam 8 | 16.7225 | 800 | 0.39 | 6.75 | G01 16mm gypsum board | 0.0159 | 12 | 1.86 | 45 | Nonres_Exterior_Wall_Insulation | 0.15 | 800 | 0.39 | 6.75 | G01 16mm gypsum board | 0.0159 | 1856 | 0.13 | 1.8 | F07 25mm stucco | 0.0254 | 788.341 | 212.7108 | 30.1006 | 212.7108 | 1419.0138 | 1435.7979 | 1354.5263 | 1435.7979 | 5645.1359 | 102.4843 | 82.9572 | 55.9871 | 82.9572 | 324.3858
887 | 42CEE1 | Wall | nonres_ext_wall | Floor 2 Exam 9 | 11.1484 | 800 | 0.39 | 6.75 | G01 16mm gypsum board | 0.0159 | 12 | 1.86 | 45 | Nonres_Exterior_Wall_Insulation | 0.15 | 800 | 0.39 | 6.75 | G01 16mm gypsum board | 0.0159 | 1856 | 0.13 | 1.8 | F07 25mm stucco | 0.0254 | 525.5607 | 141.8072 | 20.0671 | 141.8072 | 946.0092 | 957.1986 | 903.0175 | 957.1986 | 3763.424 | 68.3229 | 55.3048 | 37.3247 | 55.3048 | 216.2572
888 | 4979C8 | Wall | nonres_ext_wall | Floor 2 Exam Hall 1 | 5.5742 | 800 | 0.39 | 6.75 | G01 16mm gypsum board | 0.0159 | 12 | 1.86 | 45 | Nonres_Exterior_Wall_Insulation | 0.15 | 800 | 0.39 | 6.75 | G01 16mm gypsum board | 0.0159 | 1856 | 0.13 | 1.8 | F07 25mm stucco | 0.0254 | 262.7803 | 70.9036 | 10.0335 | 70.9036 | 473.0046 | 478.5993 | 451.5088 | 478.5993 | 1881.712 | 34.1614 | 27.6524 | 18.6624 | 27.6524 | 108.1286
889 | 8CA0BF | Wall | nonres_ext_wall | Floor 2 Exam Hall 2 | 5.5742 | 800 | 0.39 | 6.75 | G01 16mm gypsum board | 0.0159 | 12 | 1.86 | 45 | Nonres_Exterior_Wall_Insulation | 0.15 | 800 | 0.39 | 6.75 | G01 16mm gypsum board | 0.0159 | 1856 | 0.13 | 1.8 | F07 25mm stucco | 0.0254 | 262.7803 | 70.9036 | 10.0335 | 70.9036 | 473.0046 | 478.5993 | 451.5088 | 478.5993 | 1881.712 | 34.1614 | 27.6524 | 18.6624 | 27.6524 | 108.1286
890 | 6C95E7 | Wall | nonres_ext_wall | Floor 2 Exam Hall 3 | 5.5742 | 800 | 0.39 | 6.75 | G01 16mm gypsum board | 0.0159 | 12 | 1.86 | 45 | Nonres_Exterior_Wall_Insulation | 0.15 | 800 | 0.39 | 6.75 | G01 16mm gypsum board | 0.0159 | 1856 | 0.13 | 1.8 | F07 25mm stucco | 0.0254 | 262.7803 | 70.9036 | 10.0335 | 70.9036 | 473.0046 | 478.5993 | 451.5088 | 478.5993 | 1881.712 | 34.1614 | 27.6524 | 18.6624 | 27.6524 | 108.1286
891 | F209CC | Wall | nonres_ext_wall | Floor 2 Exam Hall 4 | 5.5742 | 800 | 0.39 | 6.75 | G01 16mm gypsum board | 0.0159 | 12 | 1.86 | 45 | Nonres_Exterior_Wall_Insulation | 0.15 | 800 | 0.39 | 6.75 | G01 16mm gypsum board | 0.0159 | 1856 | 0.13 | 1.8 | F07 25mm stucco | 0.0254 | 262.7803 | 70.9036 | 10.0335 | 70.9036 | 473.0046 | 478.5993 | 451.5088 | 478.5993 | 1881.712 | 34.1614 | 27.6524 | 18.6624 | 27.6524 | 108.1286
892 | 155BD6 | Wall | nonres_ext_wall | Floor 2 Exam Hall 5 | 5.5742 | 800 | 0.39 | 6.75 | G01 16mm gypsum board | 0.0159 | 12 | 1.86 | 45 | Nonres_Exterior_Wall_Insulation | 0.15 | 800 | 0.39 | 6.75 | G01 16mm gypsum board | 0.0159 | 1856 | 0.13 | 1.8 | F07 25mm stucco | 0.0254 | 262.7803 | 70.9036 | 10.0335 | 70.9036 | 473.0046 | 478.5993 | 451.5088 | 478.5993 | 1881.712 | 34.1614 | 27.6524 | 18.6624 | 27.6524 | 108.1286
893 | C5EA55 | Wall | nonres_ext_wall | Floor 2 Exam Hall 6 | 5.5742 | 800 | 0.39 | 6.75 | G01 16mm gypsum board | 0.0159 | 12 | 1.86 | 45 | Nonres_Exterior_Wall_Insulation | 0.15 | 800 | 0.39 | 6.75 | G01 16mm gypsum board | 0.0159 | 1856 | 0.13 | 1.8 | F07 25mm stucco | 0.0254 | 262.7803 | 70.9036 | 10.0335 | 70.9036 | 473.0046 | 478.5993 | 451.5088 | 478.5993 | 1881.712 | 34.1614 | 27.6524 | 18.6624 | 27.6524 | 108.1286
894 | 8177BA | Wall | nonres_ext_wall | Floor 2 Janitor | 6.5032 | 800 | 0.39 | 6.75 | G01 16mm gypsum board | 0.0159 | 12 | 1.86 | 45 | Nonres_Exterior_Wall_Insulation | 0.15 | 800 | 0.39 | 6.75 | G01 16mm gypsum board | 0.0159 | 1856 | 0.13 | 1.8 | F07 25mm stucco | 0.0254 | 306.5771 | 82.7209 | 11.7058 | 82.7209 | 551.8387 | 558.3659 | 526.7602 | 558.3659 | 2195.3306 | 39.855 | 32.2611 | 21.7728 | 32.2611 | 126.1501
895 | 5E657E | Wall | nonres_ext_wall | Floor 2 Janitor | 8.3613 | 800 | 0.39 | 6.75 | G01 16mm gypsum board | 0.0159 | 12 | 1.86 | 45 | Nonres_Exterior_Wall_Insulation | 0.15 | 800 | 0.39 | 6.75 | G01 16mm gypsum board | 0.0159 | 1856 | 0.13 | 1.8 | F07 25mm stucco | 0.0254 | 394.1705 | 106.3554 | 15.0503 | 106.3554 | 709.5069 | 717.899 | 677.2632 | 717.899 | 2822.568 | 51.2422 | 41.4786 | 27.9935 | 41.4786 | 162.1929
896 | 4B1439 | Wall | nonres_ext_wall | Floor 2 Office | 37.1612 | 800 | 0.39 | 6.75 | G01 16mm gypsum board | 0.0159 | 12 | 1.86 | 45 | Nonres_Exterior_Wall_Insulation | 0.15 | 800 | 0.39 | 6.75 | G01 16mm gypsum board | 0.0159 | 1856 | 0.13 | 1.8 | F07 25mm stucco | 0.0254 | 1751.8689 | 472.6907 | 66.8902 | 472.6907 | 3153.364 | 3190.662 | 3010.0585 | 3190.662 | 12544.7465 | 227.743 | 184.3494 | 124.4158 | 184.3494 | 720.8574
897 | 4ABC66 | Wall | nonres_ext_wall | Floor 2 Reception | 30.658 | 800 | 0.39 | 6.75 | G01 16mm gypsum board | 0.0159 | 12 | 1.86 | 45 | Nonres_Exterior_Wall_Insulation | 0.15 | 800 | 0.39 | 6.75 | G01 16mm gypsum board | 0.0159 | 1856 | 0.13 | 1.8 | F07 25mm stucco | 0.0254 | 1445.2919 | 389.9698 | 55.1844 | 389.9698 | 2601.5253 | 2632.2962 | 2483.2983 | 2632.2962 | 10349.4159 | 187.8879 | 152.0882 | 102.643 | 152.0882 | 594.7074
898 | 5B04CF | Wall | nonres_ext_wall | Floor 2 Reception | 14.8645 | 800 | 0.39 | 6.75 | G01 16mm gypsum board | 0.0159 | 12 | 1.86 | 45 | Nonres_Exterior_Wall_Insulation | 0.15 | 800 | 0.39 | 6.75 | G01 16mm gypsum board | 0.0159 | 1856 | 0.13 | 1.8 | F07 25mm stucco | 0.0254 | 700.7476 | 189.0763 | 26.7561 | 189.0763 | 1261.3456 | 1276.2648 | 1204.0234 | 1276.2648 | 5017.8986 | 91.0972 | 73.7397 | 49.7663 | 73.7397 | 288.343
899 | 8D1BC4 | Wall | nonres_ext_wall | Floor 2 Reception Hall | 6.5032 | 800 | 0.39 | 6.75 | G01 16mm gypsum board | 0.0159 | 12 | 1.86 | 45 | Nonres_Exterior_Wall_Insulation | 0.15 | 800 | 0.39 | 6.75 | G01 16mm gypsum board | 0.0159 | 1856 | 0.13 | 1.8 | F07 25mm stucco | 0.0254 | 306.5771 | 82.7209 | 11.7058 | 82.7209 | 551.8387 | 558.3659 | 526.7602 | 558.3659 | 2195.3306 | 39.855 | 32.2611 | 21.7728 | 32.2611 | 126.1501
900 | 4B55FA | Wall | nonres_ext_wall | Floor 2 Utility | 8.3613 | 800 | 0.39 | 6.75 | G01 16mm gypsum board | 0.0159 | 12 | 1.86 | 45 | Nonres_Exterior_Wall_Insulation | 0.15 | 800 | 0.39 | 6.75 | G01 16mm gypsum board | 0.0159 | 1856 | 0.13 | 1.8 | F07 25mm stucco | 0.0254 | 394.1705 | 106.3554 | 15.0503 | 106.3554 | 709.5069 | 717.899 | 677.2632 | 717.899 | 2822.568 | 51.2422 | 41.4786 | 27.9935 | 41.4786 | 162.1929
901 | 9C3A6A | Wall | nonres_ext_wall | Floor 2 Work | 20.4387 | 800 | 0.39 | 6.75 | G01 16mm gypsum board | 0.0159 | 12 | 1.86 | 45 | Nonres_Exterior_Wall_Insulation | 0.15 | 800 | 0.39 | 6.75 | G01 16mm gypsum board | 0.0159 | 1856 | 0.13 | 1.8 | F07 25mm stucco | 0.0254 | 963.5279 | 259.9799 | 36.7896 | 259.9799 | 1734.3502 | 1754.8641 | 1655.5322 | 1754.8641 | 6899.6106 | 125.2586 | 101.3921 | 68.4287 | 101.3921 | 396.4716
902 | C52EE0 | Wall | nonres_ext_wall | Floor 2 Work | 3.7161 | 800 | 0.39 | 6.75 | G01 16mm gypsum board | 0.0159 | 12 | 1.86 | 45 | Nonres_Exterior_Wall_Insulation | 0.15 | 800 | 0.39 | 6.75 | G01 16mm gypsum board | 0.0159 | 1856 | 0.13 | 1.8 | F07 25mm stucco | 0.0254 | 175.1869 | 47.2691 | 6.689 | 47.2691 | 315.3364 | 319.0662 | 301.0058 | 319.0662 | 1254.4747 | 22.7743 | 18.4349 | 12.4416 | 18.4349 | 72.0857
903 | 1C33AD | Wall | nonres_ext_wall | Floor 2 Work Hall | 5.5742 | 800 | 0.39 | 6.75 | G01 16mm gypsum board | 0.0159 | 12 | 1.86 | 45 | Nonres_Exterior_Wall_Insulation | 0.15 | 800 | 0.39 | 6.75 | G01 16mm gypsum board | 0.0159 | 1856 | 0.13 | 1.8 | F07 25mm stucco | 0.0254 | 262.7803 | 70.9036 | 10.0335 | 70.9036 | 473.0046 | 478.5993 | 451.5088 | 478.5993 | 1881.712 | 34.1614 | 27.6524 | 18.6624 | 27.6524 | 108.1286
904 | 6CC177 | Wall | nonres_ext_wall | Floor 2 Work Toilet | 5.5742 | 800 | 0.39 | 6.75 | G01 16mm gypsum board | 0.0159 | 12 | 1.86 | 45 | Nonres_Exterior_Wall_Insulation | 0.15 | 800 | 0.39 | 6.75 | G01 16mm gypsum board | 0.0159 | 1856 | 0.13 | 1.8 | F07 25mm stucco | 0.0254 | 262.7803 | 70.9036 | 10.0335 | 70.9036 | 473.0046 | 478.5993 | 451.5088 | 478.5993 | 1881.712 | 34.1614 | 27.6524 | 18.6624 | 27.6524 | 108.1286
905 | F7D24D | Wall | nonres_ext_wall | Floor 3 Elevator Hall | 3.7161 | 800 | 0.39 | 6.75 | G01 16mm gypsum board | 0.0159 | 12 | 1.86 | 45 | Nonres_Exterior_Wall_Insulation | 0.15 | 800 | 0.39 | 6.75 | G01 16mm gypsum board | 0.0159 | 1856 | 0.13 | 1.8 | F07 25mm stucco | 0.0254 | 175.1869 | 47.2691 | 6.689 | 47.2691 | 315.3364 | 319.0662 | 301.0058 | 319.0662 | 1254.4747 | 22.7743 | 18.4349 | 12.4416 | 18.4349 | 72.0857
906 | FC22D1 | Wall | nonres_ext_wall | Floor 3 Janitor | 8.3613 | 800 | 0.39 | 6.75 | G01 16mm gypsum board | 0.0159 | 12 | 1.86 | 45 | Nonres_Exterior_Wall_Insulation | 0.15 | 800 | 0.39 | 6.75 | G01 16mm gypsum board | 0.0159 | 1856 | 0.13 | 1.8 | F07 25mm stucco | 0.0254 | 394.1705 | 106.3554 | 15.0503 | 106.3554 | 709.5069 | 717.899 | 677.2632 | 717.899 | 2822.568 | 51.2422 | 41.4786 | 27.9935 | 41.4786 | 162.1929
907 | DD2E2D | Wall | nonres_ext_wall | Floor 3 Janitor | 6.5032 | 800 | 0.39 | 6.75 | G01 16mm gypsum board | 0.0159 | 12 | 1.86 | 45 | Nonres_Exterior_Wall_Insulation | 0.15 | 800 | 0.39 | 6.75 | G01 16mm gypsum board | 0.0159 | 1856 | 0.13 | 1.8 | F07 25mm stucco | 0.0254 | 306.5771 | 82.7209 | 11.7058 | 82.7209 | 551.8387 | 558.3659 | 526.7602 | 558.3659 | 2195.3306 | 39.855 | 32.2611 | 21.7728 | 32.2611 | 126.1501
908 | 68A2D7 | Wall | nonres_ext_wall | Floor 3 Lounge | 21.3677 | 800 | 0.39 | 6.75 | G01 16mm gypsum board | 0.0159 | 12 | 1.86 | 45 | Nonres_Exterior_Wall_Insulation | 0.15 | 800 | 0.39 | 6.75 | G01 16mm gypsum board | 0.0159 | 1856 | 0.13 | 1.8 | F07 25mm stucco | 0.0254 | 1007.3246 | 271.7971 | 38.4619 | 271.7971 | 1813.1843 | 1834.6307 | 1730.7836 | 1834.6307 | 7213.2293 | 130.9522 | 106.0009 | 71.5391 | 106.0009 | 414.493
909 | CE3FEF | Wall | nonres_ext_wall | Floor 3 Lounge Toilet | 11.1484 | 800 | 0.39 | 6.75 | G01 16mm gypsum board | 0.0159 | 12 | 1.86 | 45 | Nonres_Exterior_Wall_Insulation | 0.15 | 800 | 0.39 | 6.75 | G01 16mm gypsum board | 0.0159 | 1856 | 0.13 | 1.8 | F07 25mm stucco | 0.0254 | 525.5607 | 141.8072 | 20.0671 | 141.8072 | 946.0092 | 957.1986 | 903.0175 | 957.1986 | 3763.424 | 68.3229 | 55.3048 | 37.3247 | 55.3048 | 216.2572
910 | CE618F | Wall | nonres_ext_wall | Floor 3 Mechanical | 23.2258 | 800 | 0.39 | 6.75 | G01 16mm gypsum board | 0.0159 | 12 | 1.86 | 45 | Nonres_Exterior_Wall_Insulation | 0.15 | 800 | 0.39 | 6.75 | G01 16mm gypsum board | 0.0159 | 1856 | 0.13 | 1.8 | F07 25mm stucco | 0.0254 | 1094.9181 | 295.4317 | 41.8064 | 295.4317 | 1970.8525 | 1994.1638 | 1881.2866 | 1994.1638 | 7840.4666 | 142.3393 | 115.2184 | 77.7598 | 115.2184 | 450.5359
911 | 5ADC59 | Wall | nonres_ext_wall | Floor 3 Office | 68.7482 | 800 | 0.39 | 6.75 | G01 16mm gypsum board | 0.0159 | 12 | 1.86 | 45 | Nonres_Exterior_Wall_Insulation | 0.15 | 800 | 0.39 | 6.75 | G01 16mm gypsum board | 0.0159 | 1856 | 0.13 | 1.8 | F07 25mm stucco | 0.0254 | 3240.9575 | 874.4777 | 123.7468 | 874.4777 | 5833.7235 | 5902.7247 | 5568.6082 | 5902.7247 | 23207.7811 | 421.3245 | 341.0463 | 230.1691 | 341.0463 | 1333.5862
912 | D4F411 | Wall | nonres_ext_wall | Floor 3 Office Hall | 5.5742 | 800 | 0.39 | 6.75 | G01 16mm gypsum board | 0.0159 | 12 | 1.86 | 45 | Nonres_Exterior_Wall_Insulation | 0.15 | 800 | 0.39 | 6.75 | G01 16mm gypsum board | 0.0159 | 1856 | 0.13 | 1.8 | F07 25mm stucco | 0.0254 | 262.7803 | 70.9036 | 10.0335 | 70.9036 | 473.0046 | 478.5993 | 451.5088 | 478.5993 | 1881.712 | 34.1614 | 27.6524 | 18.6624 | 27.6524 | 108.1286
913 | B35AD6 | Wall | nonres_ext_wall | Floor 3 Office Toilet | 5.5742 | 800 | 0.39 | 6.75 | G01 16mm gypsum board | 0.0159 | 12 | 1.86 | 45 | Nonres_Exterior_Wall_Insulation | 0.15 | 800 | 0.39 | 6.75 | G01 16mm gypsum board | 0.0159 | 1856 | 0.13 | 1.8 | F07 25mm stucco | 0.0254 | 262.7803 | 70.9036 | 10.0335 | 70.9036 | 473.0046 | 478.5993 | 451.5088 | 478.5993 | 1881.712 | 34.1614 | 27.6524 | 18.6624 | 27.6524 | 108.1286
914 | D22917 | Wall | nonres_ext_wall | Floor 3 Physical Therapy 1 | 18.5806 | 800 | 0.39 | 6.75 | G01 16mm gypsum board | 0.0159 | 12 | 1.86 | 45 | Nonres_Exterior_Wall_Insulation | 0.15 | 800 | 0.39 | 6.75 | G01 16mm gypsum board | 0.0159 | 1856 | 0.13 | 1.8 | F07 25mm stucco | 0.0254 | 875.9345 | 236.3453 | 33.4451 | 236.3453 | 1576.682 | 1595.331 | 1505.0292 | 1595.331 | 6272.3733 | 113.8715 | 92.1747 | 62.2079 | 92.1747 | 360.4287
915 | C1BC97 | Wall | nonres_ext_wall | Floor 3 Physical Therapy 1 | 60.387 | 800 | 0.39 | 6.75 | G01 16mm gypsum board | 0.0159 | 12 | 1.86 | 45 | Nonres_Exterior_Wall_Insulation | 0.15 | 800 | 0.39 | 6.75 | G01 16mm gypsum board | 0.0159 | 1856 | 0.13 | 1.8 | F07 25mm stucco | 0.0254 | 2846.787 | 768.1223 | 108.6966 | 768.1223 | 5124.2166 | 5184.8258 | 4891.3451 | 5184.8258 | 20385.2131 | 370.0823 | 299.5677 | 202.1756 | 299.5677 | 1171.3933
916 | 8DA7DB | Wall | nonres_ext_wall | Floor 3 Undeveloped 1 | 39.0193 | 800 | 0.39 | 6.75 | G01 16mm gypsum board | 0.0159 | 12 | 1.86 | 45 | Nonres_Exterior_Wall_Insulation | 0.15 | 800 | 0.39 | 6.75 | G01 16mm gypsum board | 0.0159 | 1856 | 0.13 | 1.8 | F07 25mm stucco | 0.0254 | 1839.4624 | 496.3252 | 70.2347 | 496.3252 | 3311.0322 | 3350.1951 | 3160.5614 | 3350.1951 | 13171.9839 | 239.1301 | 193.5668 | 130.6365 | 193.5668 | 756.9003
917 | 38B339 | Wall | nonres_ext_wall | Floor 3 Undeveloped 1 | 27.8709 | 800 | 0.39 | 6.75 | G01 16mm gypsum board | 0.0159 | 12 | 1.86 | 45 | Nonres_Exterior_Wall_Insulation | 0.15 | 800 | 0.39 | 6.75 | G01 16mm gypsum board | 0.0159 | 1856 | 0.13 | 1.8 | F07 25mm stucco | 0.0254 | 1313.9017 | 354.518 | 50.1676 | 354.518 | 2365.023 | 2392.9965 | 2257.5439 | 2392.9965 | 9408.5599 | 170.8072 | 138.262 | 93.3118 | 138.262 | 540.6431
918 | BE5F2F | Wall | nonres_ext_wall | Floor 3 Undeveloped 2 | 14.8645 | 800 | 0.39 | 6.75 | G01 16mm gypsum board | 0.0159 | 12 | 1.86 | 45 | Nonres_Exterior_Wall_Insulation | 0.15 | 800 | 0.39 | 6.75 | G01 16mm gypsum board | 0.0159 | 1856 | 0.13 | 1.8 | F07 25mm stucco | 0.0254 | 700.7476 | 189.0763 | 26.7561 | 189.0763 | 1261.3456 | 1276.2648 | 1204.0234 | 1276.2648 | 5017.8986 | 91.0972 | 73.7397 | 49.7663 | 73.7397 | 288.343
919 | 1DEE26 | Wall | nonres_ext_wall | Floor 3 Undeveloped 2 | 37.1612 | 800 | 0.39 | 6.75 | G01 16mm gypsum board | 0.0159 | 12 | 1.86 | 45 | Nonres_Exterior_Wall_Insulation | 0.15 | 800 | 0.39 | 6.75 | G01 16mm gypsum board | 0.0159 | 1856 | 0.13 | 1.8 | F07 25mm stucco | 0.0254 | 1751.8689 | 472.6907 | 66.8902 | 472.6907 | 3153.364 | 3190.662 | 3010.0585 | 3190.662 | 12544.7465 | 227.743 | 184.3494 | 124.4158 | 184.3494 | 720.8574
920 | C86329 | Wall | nonres_ext_wall | Floor 3 Work | 38.0902 | 800 | 0.39 | 6.75 | G01 16mm gypsum board | 0.0159 | 12 | 1.86 | 45 | Nonres_Exterior_Wall_Insulation | 0.15 | 800 | 0.39 | 6.75 | G01 16mm gypsum board | 0.0159 | 1856 | 0.13 | 1.8 | F07 25mm stucco | 0.0254 | 1795.6656 | 484.5079 | 68.5624 | 484.5079 | 3232.1981 | 3270.4286 | 3085.31 | 3270.4286 | 12858.3652 | 233.4365 | 188.9581 | 127.5261 | 188.9581 | 738.8789
921 | DFC6F0 | Wall | nonres_ext_wall | NE Stair | 19.5096 | 800 | 0.39 | 6.75 | G01 16mm gypsum board | 0.0159 | 12 | 1.86 | 45 | Nonres_Exterior_Wall_Insulation | 0.15 | 800 | 0.39 | 6.75 | G01 16mm gypsum board | 0.0159 | 1856 | 0.13 | 1.8 | F07 25mm stucco | 0.0254 | 919.7312 | 248.1626 | 35.1173 | 248.1626 | 1655.5161 | 1675.0976 | 1580.2807 | 1675.0976 | 6585.9919 | 119.5651 | 96.7834 | 65.3183 | 96.7834 | 378.4502
922 | 88E360 | Wall | nonres_ext_wall | NE Stair | 66.8902 | 800 | 0.39 | 6.75 | G01 16mm gypsum board | 0.0159 | 12 | 1.86 | 45 | Nonres_Exterior_Wall_Insulation | 0.15 | 800 | 0.39 | 6.75 | G01 16mm gypsum board | 0.0159 | 1856 | 0.13 | 1.8 | F07 25mm stucco | 0.0254 | 3153.364 | 850.8432 | 120.4023 | 850.8432 | 5676.0553 | 5743.1916 | 5418.1053 | 5743.1916 | 22580.5438 | 409.9373 | 331.8288 | 223.9484 | 331.8288 | 1297.5434
923 | E7B55F | Wall | nonres_ext_wall | NE Stair | 11.1484 | 800 | 0.39 | 6.75 | G01 16mm gypsum board | 0.0159 | 12 | 1.86 | 45 | Nonres_Exterior_Wall_Insulation | 0.15 | 800 | 0.39 | 6.75 | G01 16mm gypsum board | 0.0159 | 1856 | 0.13 | 1.8 | F07 25mm stucco | 0.0254 | 525.5607 | 141.8072 | 20.0671 | 141.8072 | 946.0092 | 957.1986 | 903.0175 | 957.1986 | 3763.424 | 68.3229 | 55.3048 | 37.3247 | 55.3048 | 216.2572
924 | FB3814 | Wall | nonres_ext_wall | NW Elevator | 19.5096 | 800 | 0.39 | 6.75 | G01 16mm gypsum board | 0.0159 | 12 | 1.86 | 45 | Nonres_Exterior_Wall_Insulation | 0.15 | 800 | 0.39 | 6.75 | G01 16mm gypsum board | 0.0159 | 1856 | 0.13 | 1.8 | F07 25mm stucco | 0.0254 | 919.7312 | 248.1626 | 35.1173 | 248.1626 | 1655.5161 | 1675.0976 | 1580.2807 | 1675.0976 | 6585.9919 | 119.5651 | 96.7834 | 65.3183 | 96.7834 | 378.4502
925 | FCD12D | Wall | nonres_ext_wall | NW Elevator | 55.7418 | 800 | 0.39 | 6.75 | G01 16mm gypsum board | 0.0159 | 12 | 1.86 | 45 | Nonres_Exterior_Wall_Insulation | 0.15 | 800 | 0.39 | 6.75 | G01 16mm gypsum board | 0.0159 | 1856 | 0.13 | 1.8 | F07 25mm stucco | 0.0254 | 2627.8034 | 709.036 | 100.3353 | 709.036 | 4730.0461 | 4785.993 | 4515.0877 | 4785.993 | 18817.1198 | 341.6144 | 276.524 | 186.6236 | 276.524 | 1081.2861
926 | 5507DC | Wall | nonres_ext_wall | NW Stair | 22.2967 | 800 | 0.39 | 6.75 | G01 16mm gypsum board | 0.0159 | 12 | 1.86 | 45 | Nonres_Exterior_Wall_Insulation | 0.15 | 800 | 0.39 | 6.75 | G01 16mm gypsum board | 0.0159 | 1856 | 0.13 | 1.8 | F07 25mm stucco | 0.0254 | 1051.1213 | 283.6144 | 40.1341 | 283.6144 | 1892.0184 | 1914.3972 | 1806.0351 | 1914.3972 | 7526.8479 | 136.6458 | 110.6096 | 74.6495 | 110.6096 | 432.5145
927 | 2E2D0C | Wall | nonres_ext_wall | NW Stair | 66.8902 | 800 | 0.39 | 6.75 | G01 16mm gypsum board | 0.0159 | 12 | 1.86 | 45 | Nonres_Exterior_Wall_Insulation | 0.15 | 800 | 0.39 | 6.75 | G01 16mm gypsum board | 0.0159 | 1856 | 0.13 | 1.8 | F07 25mm stucco | 0.0254 | 3153.364 | 850.8432 | 120.4023 | 850.8432 | 5676.0553 | 5743.1916 | 5418.1053 | 5743.1916 | 22580.5438 | 409.9373 | 331.8288 | 223.9484 | 331.8288 | 1297.5434
928 | AF0124 | Wall | nonres_ext_wall | NW Stair | 22.2967 | 800 | 0.39 | 6.75 | G01 16mm gypsum board | 0.0159 | 12 | 1.86 | 45 | Nonres_Exterior_Wall_Insulation | 0.15 | 800 | 0.39 | 6.75 | G01 16mm gypsum board | 0.0159 | 1856 | 0.13 | 1.8 | F07 25mm stucco | 0.0254 | 1051.1213 | 283.6144 | 40.1341 | 283.6144 | 1892.0184 | 1914.3972 | 1806.0351 | 1914.3972 | 7526.8479 | 136.6458 | 110.6096 | 74.6495 | 110.6096 | 432.5145
929 | 850EA7 | Wall | nonres_ext_wall | SW Stair | 33.4451 | 800 | 0.39 | 6.75 | G01 16mm gypsum board | 0.0159 | 12 | 1.86 | 45 | Nonres_Exterior_Wall_Insulation | 0.15 | 800 | 0.39 | 6.75 | G01 16mm gypsum board | 0.0159 | 1856 | 0.13 | 1.8 | F07 25mm stucco | 0.0254 | 1576.682 | 425.4216 | 60.2012 | 425.4216 | 2838.0276 | 2871.5958 | 2709.0526 | 2871.5958 | 11290.2719 | 204.9687 | 165.9144 | 111.9742 | 165.9144 | 648.7717
930 | 270BCE | Wall | nonres_ext_wall | SW Stair | 22.2967 | 800 | 0.39 | 6.75 | G01 16mm gypsum board | 0.0159 | 12 | 1.86 | 45 | Nonres_Exterior_Wall_Insulation | 0.15 | 800 | 0.39 | 6.75 | G01 16mm gypsum board | 0.0159 | 1856 | 0.13 | 1.8 | F07 25mm stucco | 0.0254 | 1051.1213 | 283.6144 | 40.1341 | 283.6144 | 1892.0184 | 1914.3972 | 1806.0351 | 1914.3972 | 7526.8479 | 136.6458 | 110.6096 | 74.6495 | 110.6096 | 432.5145
931 | Floor 1 Med Gas Roof | Roof | nonres_roof | Floor 1 Med Gas | 5.2026 | 12 | 1.86 | 45 | Nonres_Roof_Insulation | 0.15 | 7824 | 2.03 | 23.5 | F08 Metal surface | 0.0008 | [5 empty] | 1120 | 0.086 | 5 | F13 Built-up roofing | 0.0095 | 55.3553 | 9.3646 | 32.5639 |  | 276.7767 | 421.4082 | 765.2523 |  | 1463.4372 | 4.7606 | 17.4182 | 66.1048 |  | 88.2835
932 | Floor 1 Storge Roof | Roof | nonres_roof | Floor 1 Storage | 85.4708 | 12 | 1.86 | 45 | Nonres_Roof_Insulation | 0.15 | 7824 | 2.03 | 23.5 | F08 Metal surface | 0.0008 | [5 empty] | 1120 | 0.086 | 5 | F13 Built-up roofing | 0.0095 | 909.4093 | 153.8474 | 534.9788 |  | 4547.0464 | 6923.1345 | 12572.0021 |  | 24042.183 | 78.2092 | 286.1562 | 1086.007 |  | 1450.3724
933 | Floor 1 Utility Hall Roof | Roof | nonres_roof | Floor 1 Utility Hall | 11.8916 | 12 | 1.86 | 45 | Nonres_Roof_Insulation | 0.15 | 7824 | 2.03 | 23.5 | F08 Metal surface | 0.0008 | [5 empty] | 1120 | 0.086 | 5 | F13 Built-up roofing | 0.0095 | 126.5265 | 21.4049 | 74.4318 |  | 632.6325 | 963.2187 | 1749.1481 |  | 3344.9994 | 10.8813 | 39.813 | 151.0966 |  | 201.7909
934 | Floor 3 Dressing Room Roof | Roof | nonres_roof | Floor 3 Dressing Room | 3.9019 | 12 | 1.86 | 45 | Nonres_Roof_Insulation | 0.15 | 7824 | 2.03 | 23.5 | F08 Metal surface | 0.0008 | [5 empty] | 1120 | 0.086 | 5 | F13 Built-up roofing | 0.0095 | 41.5165 | 7.0235 | 24.4229 |  | 207.5826 | 316.0561 | 573.9392 |  | 1097.5779 | 3.5704 | 13.0637 | 49.5786 |  | 66.2127
935 | Floor 3 Elevator Hall Roof | Roof | nonres_roof | Floor 3 Elevator Hall | 34.3741 | 12 | 1.86 | 45 | Nonres_Roof_Insulation | 0.15 | 7824 | 2.03 | 23.5 | F08 Metal surface | 0.0008 | [5 empty] | 1120 | 0.086 | 5 | F13 Built-up roofing | 0.0095 | 365.7407 | 61.8734 | 215.1545 |  | 1828.7034 | 2784.3041 | 5056.1313 |  | 9669.1388 | 31.4537 | 115.0846 | 436.7637 |  | 583.3019
936 | Floor 3 Humid Roof | Roof | nonres_roof | Floor 3 Humid | 10.0335 | 12 | 1.86 | 45 | Nonres_Roof_Insulation | 0.15 | 7824 | 2.03 | 23.5 | F08 Metal surface | 0.0008 | [5 empty] | 1120 | 0.086 | 5 | F13 Built-up roofing | 0.0095 | 106.7567 | 18.0604 | 62.8019 |  | 533.7837 | 812.7158 | 1475.8437 |  | 2822.3432 | 9.1811 | 33.5923 | 127.4878 |  | 170.2611
937 | Floor 3 Janitor Roof | Roof | nonres_roof | Floor 3 Janitor | 5.8529 | 12 | 1.86 | 45 | Nonres_Roof_Insulation | 0.15 | 7824 | 2.03 | 23.5 | F08 Metal surface | 0.0008 | [5 empty] | 1120 | 0.086 | 5 | F13 Built-up roofing | 0.0095 | 62.2748 | 10.5352 | 36.6344 |  | 311.3738 | 474.0842 | 860.9088 |  | 1646.3669 | 5.3556 | 19.5955 | 74.3679 |  | 99.319
938 | Floor 3 Locker Roof | Roof | nonres_roof | Floor 3 Locker | 11.1484 | 12 | 1.86 | 45 | Nonres_Roof_Insulation | 0.15 | 7824 | 2.03 | 23.5 | F08 Metal surface | 0.0008 | [5 empty] | 1120 | 0.086 | 5 | F13 Built-up roofing | 0.0095 | 118.6186 | 20.0671 | 69.7798 |  | 593.093 | 903.0175 | 1639.8264 |  | 3135.9369 | 10.2012 | 37.3247 | 141.6531 |  | 189.179
939 | Floor 3 Lounge Roof | Roof | nonres_roof | Floor 3 Lounge | 70.5134 | 12 | 1.86 | 45 | Nonres_Roof_Insulation | 0.15 | 7824 | 2.03 | 23.5 | F08 Metal surface | 0.0008 | [5 empty] | 1120 | 0.086 | 5 | F13 Built-up roofing | 0.0095 | 750.2627 | 126.9241 | 441.3575 |  | 3751.3133 | 5711.586 | 10371.9017 |  | 19834.801 | 64.5226 | 236.0789 | 895.9558 |  | 1196.5572
940 | Floor 3 Lounge Toilet Roof | Roof | nonres_roof | Floor 3 Lounge Toilet | 17.8374 | 12 | 1.86 | 45 | Nonres_Roof_Insulation | 0.15 | 7824 | 2.03 | 23.5 | F08 Metal surface | 0.0008 | [5 empty] | 1120 | 0.086 | 5 | F13 Built-up roofing | 0.0095 | 189.7898 | 32.1073 | 111.6478 |  | 948.9488 | 1444.8281 | 2623.7222 |  | 5017.4991 | 16.3219 | 59.7196 | 226.6449 |  | 302.6864
941 | Floor 3 Mechanical Roof | Roof | nonres_roof | Floor 3 Mechanical | 32.5161 | 12 | 1.86 | 45 | Nonres_Roof_Insulation | 0.15 | 7824 | 2.03 | 23.5 | F08 Metal surface | 0.0008 | [5 empty] | 1120 | 0.086 | 5 | F13 Built-up roofing | 0.0095 | 345.9709 | 58.5289 | 203.5245 |  | 1729.8546 | 2633.8012 | 4782.8269 |  | 9146.4827 | 29.7535 | 108.8638 | 413.1548 |  | 551.7721
942 | Floor 3 Mechanical Hall Roof | Roof | nonres_roof | Floor 3 Mechanical Hall | 27.8709 | 12 | 1.86 | 45 | Nonres_Roof_Insulation | 0.15 | 7824 | 2.03 | 23.5 | F08 Metal surface | 0.0008 | [5 empty] | 1120 | 0.086 | 5 | F13 Built-up roofing | 0.0095 | 296.5465 | 50.1676 | 174.4496 |  | 1482.7325 | 2257.5439 | 4099.5659 |  | 7839.8423 | 25.503 | 93.3118 | 354.1327 |  | 472.9475
943 | Floor 3 Office Roof | Roof | nonres_roof | Floor 3 Office | 282.0536 | 12 | 1.86 | 45 | Nonres_Roof_Insulation | 0.15 | 7824 | 2.03 | 23.5 | F08 Metal surface | 0.0008 | [5 empty] | 1120 | 0.086 | 5 | F13 Built-up roofing | 0.0095 | 3001.0506 | 507.6965 | 1765.4301 |  | 15005.2531 | 22846.344 | 41487.6068 |  | 79339.2039 | 258.0904 | 944.3156 | 3583.8231 |  | 4786.229
944 | Floor 3 Office Hall Roof | Roof | nonres_roof | Floor 3 Office Hall | 77.4811 | 12 | 1.86 | 45 | Nonres_Roof_Insulation | 0.15 | 7824 | 2.03 | 23.5 | F08 Metal surface | 0.0008 | [5 empty] | 1120 | 0.086 | 5 | F13 Built-up roofing | 0.0095 | 824.3993 | 139.466 | 484.9699 |  | 4121.9964 | 6275.972 | 11396.7932 |  | 21794.7615 | 70.8983 | 259.4068 | 984.4889 |  | 1314.7941
945 | Floor 3 Office Toilet Roof | Roof | nonres_roof | Floor 3 Office Toilet | 5.0168 | 12 | 1.86 | 45 | Nonres_Roof_Insulation | 0.15 | 7824 | 2.03 | 23.5 | F08 Metal surface | 0.0008 | [5 empty] | 1120 | 0.086 | 5 | F13 Built-up roofing | 0.0095 | 53.3784 | 9.0302 | 31.4009 |  | 266.8919 | 406.3579 | 737.9219 |  | 1411.1716 | 4.5905 | 16.7961 | 63.7439 |  | 85.1306
946 | Floor 3 Phyical Therapy 1 Roof | Roof | nonres_roof | Floor 3 Physical Therapy 1 | 120.774 | 12 | 1.86 | 45 | Nonres_Roof_Insulation | 0.15 | 7824 | 2.03 | 23.5 | F08 Metal surface | 0.0008 | [5 empty] | 1120 | 0.086 | 5 | F13 Built-up roofing | 0.0095 | 1285.0348 | 217.3931 | 755.9483 |  | 6425.1742 | 9782.6901 | 17764.7855 |  | 33972.6499 | 110.513 | 404.3512 | 1534.5751 |  | 2049.4393
947 | Floor 3 Physical Therapy 2 Roof | Roof | nonres_roof | Floor 3 Physical Therapy 2 | 54.9986 | 12 | 1.86 | 45 | Nonres_Roof_Insulation | 0.15 | 7824 | 2.03 | 23.5 | F08 Metal surface | 0.0008 | [5 empty] | 1120 | 0.086 | 5 | F13 Built-up roofing | 0.0095 | 585.1851 | 98.9975 | 344.2472 |  | 2925.9255 | 4454.8866 | 8089.81 |  | 15470.6221 | 50.3259 | 184.1353 | 698.8219 |  | 933.2831
948 | Floor 3 Physical Therapy Toilet Roof | Roof | nonres_roof | Floor 3 Physical Therapy Toilet | 7.8039 | 12 | 1.86 | 45 | Nonres_Roof_Insulation | 0.15 | 7824 | 2.03 | 23.5 | F08 Metal surface | 0.0008 | [5 empty] | 1120 | 0.086 | 5 | F13 Built-up roofing | 0.0095 | 83.033 | 14.0469 | 48.8459 |  | 415.1651 | 632.1123 | 1147.8784 |  | 2195.1558 | 7.1408 | 26.1273 | 99.1572 |  | 132.4253
949 | Floor 3 Storage 1 Roof | Roof | nonres_roof | Floor 3 Storage 1 | 10.0335 | 12 | 1.86 | 45 | Nonres_Roof_Insulation | 0.15 | 7824 | 2.03 | 23.5 | F08 Metal surface | 0.0008 | [5 empty] | 1120 | 0.086 | 5 | F13 Built-up roofing | 0.0095 | 106.7567 | 18.0604 | 62.8019 |  | 533.7837 | 812.7158 | 1475.8437 |  | 2822.3432 | 9.1811 | 33.5923 | 127.4878 |  | 170.2611
950 | Floor 3 Storage 2 Roof | Roof | nonres_roof | Floor 3 Storage 2 | 7.8039 | 12 | 1.86 | 45 | Nonres_Roof_Insulation | 0.15 | 7824 | 2.03 | 23.5 | F08 Metal surface | 0.0008 | [5 empty] | 1120 | 0.086 | 5 | F13 Built-up roofing | 0.0095 | 83.033 | 14.0469 | 48.8459 |  | 415.1651 | 632.1123 | 1147.8784 |  | 2195.1558 | 7.1408 | 26.1273 | 99.1572 |  | 132.4253
951 | Floor 3 Treatment Roof | Roof | nonres_roof | Floor 3 Treatment | 44.2218 | 12 | 1.86 | 45 | Nonres_Roof_Insulation | 0.15 | 7824 | 2.03 | 23.5 | F08 Metal surface | 0.0008 | [5 empty] | 1120 | 0.086 | 5 | F13 Built-up roofing | 0.0095 | 470.5205 | 79.5993 | 276.7934 |  | 2352.6023 | 3581.9696 | 6504.6445 |  | 12439.2164 | 40.4648 | 148.0547 | 561.8906 |  | 750.4101
952 | Floor 3 Undeveloped 1 Roof | Roof | nonres_roof | Floor 3 Undeveloped 1 | 210.7041 | 12 | 1.86 | 45 | Nonres_Roof_Insulation | 0.15 | 7824 | 2.03 | 23.5 | F08 Metal surface | 0.0008 | [5 empty] | 1120 | 0.086 | 5 | F13 Built-up roofing | 0.0095 | 2241.8916 | 379.2674 | 1318.8391 |  | 11209.4578 | 17067.0317 | 30992.7181 |  | 59269.2076 | 192.8027 | 705.4373 | 2677.2433 |  | 3575.4833
953 | Floor 3 Undeveloped 2 Roof | Roof | nonres_roof | Floor 3 Undeveloped 2 | 107.0243 | 12 | 1.86 | 45 | Nonres_Roof_Insulation | 0.15 | 7824 | 2.03 | 23.5 | F08 Metal surface | 0.0008 | [5 empty] | 1120 | 0.086 | 5 | F13 Built-up roofing | 0.0095 | 1138.7386 | 192.6437 | 669.8865 |  | 5693.6929 | 8668.9685 | 15742.333 |  | 30104.9944 | 97.9315 | 358.3174 | 1359.8696 |  | 1816.1185
954 | Floor 3 Utility Roof | Roof | nonres_roof | Floor 3 Utility | 20.0671 | 12 | 1.86 | 45 | Nonres_Roof_Insulation | 0.15 | 7824 | 2.03 | 23.5 | F08 Metal surface | 0.0008 | [5 empty] | 1120 | 0.086 | 5 | F13 Built-up roofing | 0.0095 | 213.5135 | 36.1207 | 125.6037 |  | 1067.5674 | 1625.4316 | 2951.6874 |  | 5644.6864 | 18.3622 | 67.1845 | 254.9756 |  | 340.5222
955 | Floor 3 Work Roof | Roof | nonres_roof | Floor 3 Work | 53.3263 | 12 | 1.86 | 45 | Nonres_Roof_Insulation | 0.15 | 7824 | 2.03 | 23.5 | F08 Metal surface | 0.0008 | [5 empty] | 1120 | 0.086 | 5 | F13 Built-up roofing | 0.0095 | 567.3923 | 95.9874 | 333.7803 |  | 2836.9616 | 4319.4339 | 7843.8361 |  | 15000.2316 | 48.7957 | 178.5366 | 677.5739 |  | 904.9063
956 | NE Stair Roof | Roof | nonres_roof | NE Stair | 15.6077 | 12 | 1.86 | 45 | Nonres_Roof_Insulation | 0.15 | 7824 | 2.03 | 23.5 | F08 Metal surface | 0.0008 | [5 empty] | 1120 | 0.086 | 5 | F13 Built-up roofing | 0.0095 | 166.066 | 28.0939 | 97.6918 |  | 830.3302 | 1264.2246 | 2295.7569 |  | 4390.3117 | 14.2817 | 52.2546 | 198.3143 |  | 264.8506
957 | NW Elevator Roof | Roof | nonres_roof | NW Elevator | 13.0064 | 12 | 1.86 | 45 | Nonres_Roof_Insulation | 0.15 | 7824 | 2.03 | 23.5 | F08 Metal surface | 0.0008 | [5 empty] | 1120 | 0.086 | 5 | F13 Built-up roofing | 0.0095 | 138.3884 | 23.4116 | 81.4098 |  | 691.9418 | 1053.5205 | 1913.1307 |  | 3658.5931 | 11.9014 | 43.5455 | 165.2619 |  | 220.7088
958 | NW Stair Roof | Roof | nonres_roof | NW Stair | 17.8374 | 12 | 1.86 | 45 | Nonres_Roof_Insulation | 0.15 | 7824 | 2.03 | 23.5 | F08 Metal surface | 0.0008 | [5 empty] | 1120 | 0.086 | 5 | F13 Built-up roofing | 0.0095 | 189.7898 | 32.1073 | 111.6478 |  | 948.9488 | 1444.8281 | 2623.7222 |  | 5017.4991 | 16.3219 | 59.7196 | 226.6449 |  | 302.6864
959 | SW Stair Roof | Roof | nonres_roof | SW Stair | 8.9187 | 12 | 1.86 | 45 | Nonres_Roof_Insulation | 0.15 | 7824 | 2.03 | 23.5 | F08 Metal surface | 0.0008 | [5 empty] | 1120 | 0.086 | 5 | F13 Built-up roofing | 0.0095 | 94.8949 | 16.0536 | 55.8239 |  | 474.4744 | 722.414 | 1311.8611 |  | 2508.7495 | 8.161 | 29.8598 | 113.3225 |  | 151.3432
960 | 75353D | Floor | int_slab_floor | Floor 2 Conference | 8.9187 | 110 | 3.9 | 74 | CP02 CARPET PAD | 0.00635 | [10 empty] | 2322 | 0.113 | 0.78 | 100mm Normalweight concrete floor | 0.1016 | 2104.055 | 6.2297 |  |  | 1641.1629 | 460.9983 |  |  | 2102.1611 | 237.7582 | 24.2959 |  |  | 262.0541
961 | 2BD1E8 | Floor | int_slab_floor | Floor 2 Conference | 22.2967 | 110 | 3.9 | 74 | CP02 CARPET PAD | 0.00635 | [10 empty] | 2322 | 0.113 | 0.78 | 100mm Normalweight concrete floor | 0.1016 | 5260.1374 | 15.5743 |  |  | 4102.9072 | 1152.4957 |  |  | 5255.4028 | 594.3955 | 60.7396 |  |  | 655.1352
962 | C2CE5F | Floor | int_slab_floor | Floor 2 Conference Toilet | 5.9458 | 110 | 3.9 | 74 | CP02 CARPET PAD | 0.00635 | [10 empty] | 2322 | 0.113 | 0.78 | 100mm Normalweight concrete floor | 0.1016 | 1402.7033 | 4.1531 |  |  | 1094.1086 | 307.3322 |  |  | 1401.4408 | 158.5055 | 16.1972 |  |  | 174.7027
963 | 56C7DA | Floor | int_slab_floor | Floor 2 Dictation | 6.5032 | 110 | 3.9 | 74 | CP02 CARPET PAD | 0.00635 | [10 empty] | 2322 | 0.113 | 0.78 | 100mm Normalweight concrete floor | 0.1016 | 1534.2067 | 4.5425 |  |  | 1196.6813 | 336.1446 |  |  | 1532.8258 | 173.3654 | 17.7157 |  |  | 191.0811
964 | 6E3B28 | Floor | int_slab_floor | Floor 2 Exam 1 | 6.689 | 110 | 3.9 | 74 | CP02 CARPET PAD | 0.00635 | [10 empty] | 2322 | 0.113 | 0.78 | 100mm Normalweight concrete floor | 0.1016 | 1578.0412 | 4.6723 |  |  | 1230.8722 | 345.7487 |  |  | 1576.6209 | 178.3187 | 18.2219 |  |  | 196.5405
965 | 14C7EF | Floor | int_slab_floor | Floor 2 Exam 1 | 5.0168 | 110 | 3.9 | 74 | CP02 CARPET PAD | 0.00635 | [10 empty] | 2322 | 0.113 | 0.78 | 100mm Normalweight concrete floor | 0.1016 | 1183.5309 | 3.5042 |  |  | 923.1541 | 259.3115 |  |  | 1182.4656 | 133.739 | 13.6664 |  |  | 147.4054
966 | 5EBA9B | Floor | int_slab_floor | Floor 2 Exam 1 | 13.378 | 110 | 3.9 | 74 | CP02 CARPET PAD | 0.00635 | [10 empty] | 2322 | 0.113 | 0.78 | 100mm Normalweight concrete floor | 0.1016 | 3156.0825 | 9.3446 |  |  | 2461.7443 | 691.4974 |  |  | 3153.2417 | 356.6373 | 36.4438 |  |  | 393.0811
967 | F24E0D | Floor | int_slab_floor | Floor 2 Exam 1 | 3.3445 | 110 | 3.9 | 74 | CP02 CARPET PAD | 0.00635 | [10 empty] | 2322 | 0.113 | 0.78 | 100mm Normalweight concrete floor | 0.1016 | 789.0206 | 2.3361 |  |  | 615.4361 | 172.8743 |  |  | 788.3104 | 89.1593 | 9.1109 |  |  | 98.2703
968 | D023D9 | Floor | int_slab_floor | Floor 2 Exam 1 | 5.0168 | 110 | 3.9 | 74 | CP02 CARPET PAD | 0.00635 | [10 empty] | 2322 | 0.113 | 0.78 | 100mm Normalweight concrete floor | 0.1016 | 1183.5309 | 3.5042 |  |  | 923.1541 | 259.3115 |  |  | 1182.4656 | 133.739 | 13.6664 |  |  | 147.4054
969 | 4017DC | Floor | int_slab_floor | Floor 2 Exam 2 | 12.2632 | 110 | 3.9 | 74 | CP02 CARPET PAD | 0.00635 | [10 empty] | 2322 | 0.113 | 0.78 | 100mm Normalweight concrete floor | 0.1016 | 2893.0756 | 8.5658 |  |  | 2256.599 | 633.8726 |  |  | 2890.4716 | 326.9175 | 33.4068 |  |  | 360.3243
970 | CCAA9D | Floor | int_slab_floor | Floor 2 Exam 2 | 13.378 | 110 | 3.9 | 74 | CP02 CARPET PAD | 0.00635 | [10 empty] | 2322 | 0.113 | 0.78 | 100mm Normalweight concrete floor | 0.1016 | 3156.0825 | 9.3446 |  |  | 2461.7443 | 691.4974 |  |  | 3153.2417 | 356.6373 | 36.4438 |  |  | 393.0811
971 | 4968A2 | Floor | int_slab_floor | Floor 2 Exam 2 | 7.8039 | 110 | 3.9 | 74 | CP02 CARPET PAD | 0.00635 | [10 empty] | 2322 | 0.113 | 0.78 | 100mm Normalweight concrete floor | 0.1016 | 1841.0481 | 5.451 |  |  | 1436.0175 | 403.3735 |  |  | 1839.391 | 208.0384 | 21.2589 |  |  | 229.2973
972 | 4579A7 | Floor | int_slab_floor | Floor 2 Exam 2 | 15.0503 | 110 | 3.9 | 74 | CP02 CARPET PAD | 0.00635 | [10 empty] | 2322 | 0.113 | 0.78 | 100mm Normalweight concrete floor | 0.1016 | 3550.5928 | 10.5126 |  |  | 2769.4624 | 777.9346 |  |  | 3547.3969 | 401.217 | 40.9993 |  |  | 442.2162
973 | FDAEB8 | Floor | int_slab_floor | Floor 2 Exam 2 | 1.1148 | 110 | 3.9 | 74 | CP02 CARPET PAD | 0.00635 | [10 empty] | 2322 | 0.113 | 0.78 | 100mm Normalweight concrete floor | 0.1016 | 263.0069 | 0.77871 |  |  | 205.1454 | 57.6248 |  |  | 262.7701 | 29.7198 | 3.037 |  |  | 32.7568
974 | E3B855 | Floor | int_slab_floor | Floor 2 Exam 2 | 0.55742 | 110 | 3.9 | 74 | CP02 CARPET PAD | 0.00635 | [10 empty] | 2322 | 0.113 | 0.78 | 100mm Normalweight concrete floor | 0.1016 | 131.5034 | 0.38936 |  |  | 102.5727 | 28.8124 |  |  | 131.3851 | 14.8599 | 1.5185 |  |  | 16.3784
975 | 17C5CF | Floor | int_slab_floor | Floor 2 Exam 3 | 26.7561 | 110 | 3.9 | 74 | CP02 CARPET PAD | 0.00635 | [10 empty] | 2322 | 0.113 | 0.78 | 100mm Normalweight concrete floor | 0.1016 | 6312.1649 | 18.6891 |  |  | 4923.4886 | 1382.9948 |  |  | 6306.4834 | 713.2746 | 72.8876 |  |  | 786.1622
976 | BA0A29 | Floor | int_slab_floor | Floor 2 Exam 3 | 17.8374 | 110 | 3.9 | 74 | CP02 CARPET PAD | 0.00635 | [10 empty] | 2322 | 0.113 | 0.78 | 100mm Normalweight concrete floor | 0.1016 | 4208.1099 | 12.4594 |  |  | 3282.3258 | 921.9965 |  |  | 4204.3223 | 475.5164 | 48.5917 |  |  | 524.1081
977 | 26AF41 | Floor | int_slab_floor | Floor 2 Exam 3 | 1.8581 | 110 | 3.9 | 74 | CP02 CARPET PAD | 0.00635 | [10 empty] | 2322 | 0.113 | 0.78 | 100mm Normalweight concrete floor | 0.1016 | 438.3448 | 1.2979 |  |  | 341.9089 | 96.0413 |  |  | 437.9502 | 49.533 | 5.0616 |  |  | 54.5946
978 | 75A3C4 | Floor | int_slab_floor | Floor 2 Exam 3 | 5.0168 | 110 | 3.9 | 74 | CP02 CARPET PAD | 0.00635 | [10 empty] | 2322 | 0.113 | 0.78 | 100mm Normalweight concrete floor | 0.1016 | 1183.5309 | 3.5042 |  |  | 923.1541 | 259.3115 |  |  | 1182.4656 | 133.739 | 13.6664 |  |  | 147.4054
979 | BEC196 | Floor | int_slab_floor | Floor 2 Exam 3 | 10.0335 | 110 | 3.9 | 74 | CP02 CARPET PAD | 0.00635 | [10 empty] | 2322 | 0.113 | 0.78 | 100mm Normalweight concrete floor | 0.1016 | 2367.0618 | 7.0084 |  |  | 1846.3082 | 518.623 |  |  | 2364.9313 | 267.478 | 27.3328 |  |  | 294.8108
980 | 9B49F5 | Floor | int_slab_floor | Floor 2 Exam 3 | 0.83613 | 110 | 3.9 | 74 | CP02 CARPET PAD | 0.00635 | [10 empty] | 2322 | 0.113 | 0.78 | 100mm Normalweight concrete floor | 0.1016 | 197.2552 | 0.58403 |  |  | 153.859 | 43.2186 |  |  | 197.0776 | 22.2898 | 2.2777 |  |  | 24.5676
981 | EB611D | Floor | int_slab_floor | Floor 2 Exam 3 | 0.37161 | 110 | 3.9 | 74 | CP02 CARPET PAD | 0.00635 | [10 empty] | 2322 | 0.113 | 0.78 | 100mm Normalweight concrete floor | 0.1016 | 87.669 | 0.25957 |  |  | 68.3818 | 19.2083 |  |  | 87.59 | 9.9066 | 1.0123 |  |  | 10.9189
982 | C81AED | Floor | int_slab_floor | Floor 2 Exam 3 | 0.83613 | 110 | 3.9 | 74 | CP02 CARPET PAD | 0.00635 | [10 empty] | 2322 | 0.113 | 0.78 | 100mm Normalweight concrete floor | 0.1016 | 197.2552 | 0.58403 |  |  | 153.859 | 43.2186 |  |  | 197.0776 | 22.2898 | 2.2777 |  |  | 24.5676
983 | BD5B50 | Floor | int_slab_floor | Floor 2 Exam 3 | 3.3445 | 110 | 3.9 | 74 | CP02 CARPET PAD | 0.00635 | [10 empty] | 2322 | 0.113 | 0.78 | 100mm Normalweight concrete floor | 0.1016 | 789.0206 | 2.3361 |  |  | 615.4361 | 172.8743 |  |  | 788.3104 | 89.1593 | 9.1109 |  |  | 98.2703
984 | 4E78E0 | Floor | int_slab_floor | Floor 2 Exam 4 | 7.8039 | 110 | 3.9 | 74 | CP02 CARPET PAD | 0.00635 | [10 empty] | 2322 | 0.113 | 0.78 | 100mm Normalweight concrete floor | 0.1016 | 1841.0481 | 5.451 |  |  | 1436.0175 | 403.3735 |  |  | 1839.391 | 208.0384 | 21.2589 |  |  | 229.2973
985 | 65AB67 | Floor | int_slab_floor | Floor 2 Exam 5 | 9.1045 | 110 | 3.9 | 74 | CP02 CARPET PAD | 0.00635 | [10 empty] | 2322 | 0.113 | 0.78 | 100mm Normalweight concrete floor | 0.1016 | 2147.8894 | 6.3595 |  |  | 1675.3538 | 470.6024 |  |  | 2145.9562 | 242.7115 | 24.802 |  |  | 267.5135
986 | C25071 | Floor | int_slab_floor | Floor 2 Exam 5 | 23.4116 | 110 | 3.9 | 74 | CP02 CARPET PAD | 0.00635 | [10 empty] | 2322 | 0.113 | 0.78 | 100mm Normalweight concrete floor | 0.1016 | 5523.1443 | 16.353 |  |  | 4308.0525 | 1210.1204 |  |  | 5518.173 | 624.1153 | 63.7766 |  |  | 687.8919
987 | C84AE1 | Floor | int_slab_floor | Floor 2 Exam 6 | 11.1484 | 110 | 3.9 | 74 | CP02 CARPET PAD | 0.00635 | [10 empty] | 2322 | 0.113 | 0.78 | 100mm Normalweight concrete floor | 0.1016 | 2630.0687 | 7.7871 |  |  | 2051.4536 | 576.2478 |  |  | 2627.7014 | 297.1978 | 30.3698 |  |  | 327.5676
988 | F67EC8 | Floor | int_slab_floor | Floor 2 Exam 6 | 5.2026 | 110 | 3.9 | 74 | CP02 CARPET PAD | 0.00635 | [10 empty] | 2322 | 0.113 | 0.78 | 100mm Normalweight concrete floor | 0.1016 | 1227.3654 | 3.634 |  |  | 957.345 | 268.9157 |  |  | 1226.2607 | 138.6923 | 14.1726 |  |  | 152.8649
989 | 10FB67 | Floor | int_slab_floor | Floor 2 Exam 6 | 1.3006 | 110 | 3.9 | 74 | CP02 CARPET PAD | 0.00635 | [10 empty] | 2322 | 0.113 | 0.78 | 100mm Normalweight concrete floor | 0.1016 | 306.8413 | 0.9085 |  |  | 239.3363 | 67.2289 |  |  | 306.5652 | 34.6731 | 3.5431 |  |  | 38.2162
990 | 1624C5 | Floor | int_slab_floor | Floor 2 Exam 6 | 3.2516 | 110 | 3.9 | 74 | CP02 CARPET PAD | 0.00635 | [10 empty] | 2322 | 0.113 | 0.78 | 100mm Normalweight concrete floor | 0.1016 | 767.1034 | 2.2712 |  |  | 598.3406 | 168.0723 |  |  | 766.4129 | 86.6827 | 8.8579 |  |  | 95.5405
991 | 8D6453 | Floor | int_slab_floor | Floor 2 Exam 7 | 10.4051 | 110 | 3.9 | 74 | CP02 CARPET PAD | 0.00635 | [10 empty] | 2322 | 0.113 | 0.78 | 100mm Normalweight concrete floor | 0.1016 | 2454.7308 | 7.268 |  |  | 1914.69 | 537.8313 |  |  | 2452.5213 | 277.3846 | 28.3452 |  |  | 305.7297
992 | D1899C | Floor | int_slab_floor | Floor 2 Exam 7 | 0.74322 | 110 | 3.9 | 74 | CP02 CARPET PAD | 0.00635 | [10 empty] | 2322 | 0.113 | 0.78 | 100mm Normalweight concrete floor | 0.1016 | 175.3379 | 0.51914 |  |  | 136.7636 | 38.4165 |  |  | 175.1801 | 19.8132 | 2.0247 |  |  | 21.8378
993 | 5620F1 | Floor | int_slab_floor | Floor 2 Exam 7 | 23.6903 | 110 | 3.9 | 74 | CP02 CARPET PAD | 0.00635 | [10 empty] | 2322 | 0.113 | 0.78 | 100mm Normalweight concrete floor | 0.1016 | 5588.896 | 16.5477 |  |  | 4359.3389 | 1224.5266 |  |  | 5583.8655 | 631.5452 | 64.5359 |  |  | 696.0811
994 | 40E182 | Floor | int_slab_floor | Floor 2 Exam 7 | 6.9677 | 110 | 3.9 | 74 | CP02 CARPET PAD | 0.00635 | [10 empty] | 2322 | 0.113 | 0.78 | 100mm Normalweight concrete floor | 0.1016 | 1643.7929 | 4.867 |  |  | 1282.1585 | 360.1549 |  |  | 1642.3134 | 185.7486 | 18.9811 |  |  | 204.7297
995 | A6147C | Floor | int_slab_floor | Floor 2 Exam 7 | 25.0838 | 110 | 3.9 | 74 | CP02 CARPET PAD | 0.00635 | [10 empty] | 2322 | 0.113 | 0.78 | 100mm Normalweight concrete floor | 0.1016 | 5917.6546 | 17.521 |  |  | 4615.7706 | 1296.5576 |  |  | 5912.3282 | 668.695 | 68.3321 |  |  | 737.0271
996 | 37898A | Floor | int_slab_floor | Floor 2 Exam 7 | 6.689 | 110 | 3.9 | 74 | CP02 CARPET PAD | 0.00635 | [10 empty] | 2322 | 0.113 | 0.78 | 100mm Normalweight concrete floor | 0.1016 | 1578.0412 | 4.6723 |  |  | 1230.8722 | 345.7487 |  |  | 1576.6209 | 178.3187 | 18.2219 |  |  | 196.5405
997 | A9A1F6 | Floor | int_slab_floor | Floor 2 Exam 8 | 25.0838 | 110 | 3.9 | 74 | CP02 CARPET PAD | 0.00635 | [10 empty] | 2322 | 0.113 | 0.78 | 100mm Normalweight concrete floor | 0.1016 | 5917.6546 | 17.521 |  |  | 4615.7706 | 1296.5576 |  |  | 5912.3282 | 668.695 | 68.3321 |  |  | 737.0271
998 | 8E5734 | Floor | int_slab_floor | Floor 2 Exam 9 | 5.0168 | 110 | 3.9 | 74 | CP02 CARPET PAD | 0.00635 | [10 empty] | 2322 | 0.113 | 0.78 | 100mm Normalweight concrete floor | 0.1016 | 1183.5309 | 3.5042 |  |  | 923.1541 | 259.3115 |  |  | 1182.4656 | 133.739 | 13.6664 |  |  | 147.4054
999 | 4E920E | Floor | int_slab_floor | Floor 2 Exam 9 | 16.7225 | 110 | 3.9 | 74 | CP02 CARPET PAD | 0.00635 | [10 empty] | 2322 | 0.113 | 0.78 | 100mm Normalweight concrete floor | 0.1016 | 3945.1031 | 11.6807 |  |  | 3077.1804 | 864.3717 |  |  | 3941.5521 | 445.7966 | 45.5547 |  |  | 491.3514
1000 | 87C477 | Floor | int_slab_floor | Floor 2 Exam 9 | 15.0503 | 110 | 3.9 | 74 | CP02 CARPET PAD | 0.00635 | [10 empty] | 2322 | 0.113 | 0.78 | 100mm Normalweight concrete floor | 0.1016 | 3550.5928 | 10.5126 |  |  | 2769.4624 | 777.9346 |  |  | 3547.3969 | 401.217 | 40.9993 |  |  | 442.2162
1001 | DFCCAE | Floor | int_slab_floor | Floor 2 Exam Hall 1 | 8.3613 | 110 | 3.9 | 74 | CP02 CARPET PAD | 0.00635 | [10 empty] | 2322 | 0.113 | 0.78 | 100mm Normalweight concrete floor | 0.1016 | 1972.5515 | 5.8403 |  |  | 1538.5902 | 432.1859 |  |  | 1970.7761 | 222.8983 | 22.7774 |  |  | 245.6757
1002 | D4B714 | Floor | int_slab_floor | Floor 2 Exam Hall 1 | 0.092903 | 110 | 3.9 | 74 | CP02 CARPET PAD | 0.00635 | [10 empty] | 2322 | 0.113 | 0.78 | 100mm Normalweight concrete floor | 0.1016 | 21.9172 | 0.064893 |  |  | 17.0954 | 4.8021 |  |  | 21.8975 | 2.4766 | 0.25308 |  |  | 2.7297
1003 | 3AE495 | Floor | int_slab_floor | Floor 2 Exam Hall 1 | 0.83613 | 110 | 3.9 | 74 | CP02 CARPET PAD | 0.00635 | [10 empty] | 2322 | 0.113 | 0.78 | 100mm Normalweight concrete floor | 0.1016 | 197.2552 | 0.58403 |  |  | 153.859 | 43.2186 |  |  | 197.0776 | 22.2898 | 2.2777 |  |  | 24.5676
1004 | 526C70 | Floor | int_slab_floor | Floor 2 Exam Hall 1 | 0.74322 | 110 | 3.9 | 74 | CP02 CARPET PAD | 0.00635 | [10 empty] | 2322 | 0.113 | 0.78 | 100mm Normalweight concrete floor | 0.1016 | 175.3379 | 0.51914 |  |  | 136.7636 | 38.4165 |  |  | 175.1801 | 19.8132 | 2.0247 |  |  | 21.8378
1005 | 2C31F2 | Floor | int_slab_floor | Floor 2 Exam Hall 1 | 6.689 | 110 | 3.9 | 74 | CP02 CARPET PAD | 0.00635 | [10 empty] | 2322 | 0.113 | 0.78 | 100mm Normalweight concrete floor | 0.1016 | 1578.0412 | 4.6723 |  |  | 1230.8722 | 345.7487 |  |  | 1576.6209 | 178.3187 | 18.2219 |  |  | 196.5405
1006 | 4C8372 | Floor | int_slab_floor | Floor 2 Exam Hall 2 | 6.689 | 110 | 3.9 | 74 | CP02 CARPET PAD | 0.00635 | [10 empty] | 2322 | 0.113 | 0.78 | 100mm Normalweight concrete floor | 0.1016 | 1578.0412 | 4.6723 |  |  | 1230.8722 | 345.7487 |  |  | 1576.6209 | 178.3187 | 18.2219 |  |  | 196.5405
1007 | 243E09 | Floor | int_slab_floor | Floor 2 Exam Hall 2 | 4.4593 | 110 | 3.9 | 74 | CP02 CARPET PAD | 0.00635 | [10 empty] | 2322 | 0.113 | 0.78 | 100mm Normalweight concrete floor | 0.1016 | 1052.0275 | 3.1149 |  |  | 820.5814 | 230.4991 |  |  | 1051.0806 | 118.8791 | 12.1479 |  |  | 131.027
1008 | C94CC0 | Floor | int_slab_floor | Floor 2 Exam Hall 2 | 5.0168 | 110 | 3.9 | 74 | CP02 CARPET PAD | 0.00635 | [10 empty] | 2322 | 0.113 | 0.78 | 100mm Normalweight concrete floor | 0.1016 | 1183.5309 | 3.5042 |  |  | 923.1541 | 259.3115 |  |  | 1182.4656 | 133.739 | 13.6664 |  |  | 147.4054
1009 | BD39AC | Floor | int_slab_floor | Floor 2 Exam Hall 2 | 0.092903 | 110 | 3.9 | 74 | CP02 CARPET PAD | 0.00635 | [10 empty] | 2322 | 0.113 | 0.78 | 100mm Normalweight concrete floor | 0.1016 | 21.9172 | 0.064893 |  |  | 17.0954 | 4.8021 |  |  | 21.8975 | 2.4766 | 0.25308 |  |  | 2.7297
1010 | 75EAF8 | Floor | int_slab_floor | Floor 2 Exam Hall 2 | 0.46452 | 110 | 3.9 | 74 | CP02 CARPET PAD | 0.00635 | [10 empty] | 2322 | 0.113 | 0.78 | 100mm Normalweight concrete floor | 0.1016 | 109.5862 | 0.32446 |  |  | 85.4772 | 24.0103 |  |  | 109.4876 | 12.3832 | 1.2654 |  |  | 13.6486
1011 | A08A28 | Floor | int_slab_floor | Floor 2 Exam Hall 3 | 2.2297 | 110 | 3.9 | 74 | CP02 CARPET PAD | 0.00635 | [10 empty] | 2322 | 0.113 | 0.78 | 100mm Normalweight concrete floor | 0.1016 | 526.0137 | 1.5574 |  |  | 410.2907 | 115.2496 |  |  | 525.5403 | 59.4396 | 6.074 |  |  | 65.5135
1012 | F87FCE | Floor | int_slab_floor | Floor 2 Exam Hall 3 | 4.4593 | 110 | 3.9 | 74 | CP02 CARPET PAD | 0.00635 | [10 empty] | 2322 | 0.113 | 0.78 | 100mm Normalweight concrete floor | 0.1016 | 1052.0275 | 3.1149 |  |  | 820.5814 | 230.4991 |  |  | 1051.0806 | 118.8791 | 12.1479 |  |  | 131.027
1013 | BAE3F8 | Floor | int_slab_floor | Floor 2 Exam Hall 3 | 4.4593 | 110 | 3.9 | 74 | CP02 CARPET PAD | 0.00635 | [10 empty] | 2322 | 0.113 | 0.78 | 100mm Normalweight concrete floor | 0.1016 | 1052.0275 | 3.1149 |  |  | 820.5814 | 230.4991 |  |  | 1051.0806 | 118.8791 | 12.1479 |  |  | 131.027
1014 | D10995 | Floor | int_slab_floor | Floor 2 Exam Hall 3 | 5.5742 | 110 | 3.9 | 74 | CP02 CARPET PAD | 0.00635 | [10 empty] | 2322 | 0.113 | 0.78 | 100mm Normalweight concrete floor | 0.1016 | 1315.0344 | 3.8936 |  |  | 1025.7268 | 288.1239 |  |  | 1313.8507 | 148.5989 | 15.1849 |  |  | 163.7838
1015 | C2156D | Floor | int_slab_floor | Floor 2 Exam Hall 4 | 1.6723 | 110 | 3.9 | 74 | CP02 CARPET PAD | 0.00635 | [10 empty] | 2322 | 0.113 | 0.78 | 100mm Normalweight concrete floor | 0.1016 | 394.5103 | 1.1681 |  |  | 307.718 | 86.4372 |  |  | 394.1552 | 44.5797 | 4.5555 |  |  | 49.1351
1016 | 5CA4CF | Floor | int_slab_floor | Floor 2 Exam Hall 4 | 4.4593 | 110 | 3.9 | 74 | CP02 CARPET PAD | 0.00635 | [10 empty] | 2322 | 0.113 | 0.78 | 100mm Normalweight concrete floor | 0.1016 | 1052.0275 | 3.1149 |  |  | 820.5814 | 230.4991 |  |  | 1051.0806 | 118.8791 | 12.1479 |  |  | 131.027
1017 | 4AA9BC | Floor | int_slab_floor | Floor 2 Exam Hall 4 | 2.7871 | 110 | 3.9 | 74 | CP02 CARPET PAD | 0.00635 | [10 empty] | 2322 | 0.113 | 0.78 | 100mm Normalweight concrete floor | 0.1016 | 657.5172 | 1.9468 |  |  | 512.8634 | 144.062 |  |  | 656.9254 | 74.2994 | 7.5925 |  |  | 81.8919
1018 | D1E495 | Floor | int_slab_floor | Floor 2 Exam Hall 4 | 9.4761 | 110 | 3.9 | 74 | CP02 CARPET PAD | 0.00635 | [10 empty] | 2322 | 0.113 | 0.78 | 100mm Normalweight concrete floor | 0.1016 | 2235.5584 | 6.6191 |  |  | 1743.7356 | 489.8107 |  |  | 2233.5462 | 252.6181 | 25.8143 |  |  | 278.4324
1019 | E0C60A | Floor | int_slab_floor | Floor 2 Exam Hall 5 | 1.6723 | 110 | 3.9 | 74 | CP02 CARPET PAD | 0.00635 | [10 empty] | 2322 | 0.113 | 0.78 | 100mm Normalweight concrete floor | 0.1016 | 394.5103 | 1.1681 |  |  | 307.718 | 86.4372 |  |  | 394.1552 | 44.5797 | 4.5555 |  |  | 49.1351
1020 | 772953 | Floor | int_slab_floor | Floor 2 Exam Hall 5 | 8.3613 | 110 | 3.9 | 74 | CP02 CARPET PAD | 0.00635 | [10 empty] | 2322 | 0.113 | 0.78 | 100mm Normalweight concrete floor | 0.1016 | 1972.5515 | 5.8403 |  |  | 1538.5902 | 432.1859 |  |  | 1970.7761 | 222.8983 | 22.7774 |  |  | 245.6757
1021 | 15A02B | Floor | int_slab_floor | Floor 2 Exam Hall 5 | 8.3613 | 110 | 3.9 | 74 | CP02 CARPET PAD | 0.00635 | [10 empty] | 2322 | 0.113 | 0.78 | 100mm Normalweight concrete floor | 0.1016 | 1972.5515 | 5.8403 |  |  | 1538.5902 | 432.1859 |  |  | 1970.7761 | 222.8983 | 22.7774 |  |  | 245.6757
1022 | EC3BEA | Floor | int_slab_floor | Floor 2 Exam Hall 6 | 2.7871 | 110 | 3.9 | 74 | CP02 CARPET PAD | 0.00635 | [10 empty] | 2322 | 0.113 | 0.78 | 100mm Normalweight concrete floor | 0.1016 | 657.5172 | 1.9468 |  |  | 512.8634 | 144.062 |  |  | 656.9254 | 74.2994 | 7.5925 |  |  | 81.8919
1023 | D2FA45 | Floor | int_slab_floor | Floor 2 Exam Hall 6 | 6.9677 | 110 | 3.9 | 74 | CP02 CARPET PAD | 0.00635 | [10 empty] | 2322 | 0.113 | 0.78 | 100mm Normalweight concrete floor | 0.1016 | 1643.7929 | 4.867 |  |  | 1282.1585 | 360.1549 |  |  | 1642.3134 | 185.7486 | 18.9811 |  |  | 204.7297
1024 | 98E1BD | Floor | int_slab_floor | Floor 2 Exam Hall 6 | 8.3613 | 110 | 3.9 | 74 | CP02 CARPET PAD | 0.00635 | [10 empty] | 2322 | 0.113 | 0.78 | 100mm Normalweight concrete floor | 0.1016 | 1972.5515 | 5.8403 |  |  | 1538.5902 | 432.1859 |  |  | 1970.7761 | 222.8983 | 22.7774 |  |  | 245.6757
1025 | 5F9E13 | Floor | int_slab_floor | Floor 2 Exam Hall 6 | 0.27871 | 110 | 3.9 | 74 | CP02 CARPET PAD | 0.00635 | [10 empty] | 2322 | 0.113 | 0.78 | 100mm Normalweight concrete floor | 0.1016 | 65.7517 | 0.19468 |  |  | 51.2863 | 14.4062 |  |  | 65.6925 | 7.4299 | 0.75925 |  |  | 8.1892
1026 | 5B736E | Floor | int_slab_floor | Floor 2 Janitor | 5.8529 | 110 | 3.9 | 74 | CP02 CARPET PAD | 0.00635 | [10 empty] | 2322 | 0.113 | 0.78 | 100mm Normalweight concrete floor | 0.1016 | 1380.7861 | 4.0882 |  |  | 1077.0131 | 302.5301 |  |  | 1379.5432 | 156.0288 | 15.9442 |  |  | 171.973
1027 | 4CDC86 | Floor | int_slab_floor | Floor 2 Lounge | 7.4322 | 110 | 3.9 | 74 | CP02 CARPET PAD | 0.00635 | [10 empty] | 2322 | 0.113 | 0.78 | 100mm Normalweight concrete floor | 0.1016 | 1753.3791 | 5.1914 |  |  | 1367.6357 | 384.1652 |  |  | 1751.8009 | 198.1318 | 20.2465 |  |  | 218.3784
1028 | 2805F0 | Floor | int_slab_floor | Floor 2 Nurse Station 1 | 7.4322 | 110 | 3.9 | 74 | CP02 CARPET PAD | 0.00635 | [10 empty] | 2322 | 0.113 | 0.78 | 100mm Normalweight concrete floor | 0.1016 | 1753.3791 | 5.1914 |  |  | 1367.6357 | 384.1652 |  |  | 1751.8009 | 198.1318 | 20.2465 |  |  | 218.3784
1029 | 5A7EAB | Floor | int_slab_floor | Floor 2 Nurse Station 1 | 1.951 | 110 | 3.9 | 74 | CP02 CARPET PAD | 0.00635 | [10 empty] | 2322 | 0.113 | 0.78 | 100mm Normalweight concrete floor | 0.1016 | 460.262 | 1.3627 |  |  | 359.0044 | 100.8434 |  |  | 459.8477 | 52.0096 | 5.3147 |  |  | 57.3243
1030 | 291561 | Floor | int_slab_floor | Floor 2 Nurse Station 1 | 4.5522 | 110 | 3.9 | 74 | CP02 CARPET PAD | 0.00635 | [10 empty] | 2322 | 0.113 | 0.78 | 100mm Normalweight concrete floor | 0.1016 | 1073.9447 | 3.1797 |  |  | 837.6769 | 235.3012 |  |  | 1072.9781 | 121.3558 | 12.401 |  |  | 133.7568
1031 | 9EADD8 | Floor | int_slab_floor | Floor 2 Nurse Station 2 | 11.7058 | 110 | 3.9 | 74 | CP02 CARPET PAD | 0.00635 | [10 empty] | 2322 | 0.113 | 0.78 | 100mm Normalweight concrete floor | 0.1016 | 2761.5721 | 8.1765 |  |  | 2154.0263 | 605.0602 |  |  | 2759.0865 | 312.0577 | 31.8883 |  |  | 343.946
1032 | DE8843 | Floor | int_slab_floor | Floor 2 Nurse Station 2 | 5.0168 | 110 | 3.9 | 74 | CP02 CARPET PAD | 0.00635 | [10 empty] | 2322 | 0.113 | 0.78 | 100mm Normalweight concrete floor | 0.1016 | 1183.5309 | 3.5042 |  |  | 923.1541 | 259.3115 |  |  | 1182.4656 | 133.739 | 13.6664 |  |  | 147.4054
1033 | 352740 | Floor | int_slab_floor | Floor 2 Office | 19.5096 | 110 | 3.9 | 74 | CP02 CARPET PAD | 0.00635 | [10 empty] | 2322 | 0.113 | 0.78 | 100mm Normalweight concrete floor | 0.1016 | 4602.6202 | 13.6275 |  |  | 3590.0438 | 1008.4337 |  |  | 4598.4775 | 520.0961 | 53.1472 |  |  | 573.2433
1034 | D3CF55 | Floor | int_slab_floor | Floor 2 Office | 18.209 | 110 | 3.9 | 74 | CP02 CARPET PAD | 0.00635 | [10 empty] | 2322 | 0.113 | 0.78 | 100mm Normalweight concrete floor | 0.1016 | 4295.7789 | 12.719 |  |  | 3350.7075 | 941.2048 |  |  | 4291.9123 | 485.423 | 49.604 |  |  | 535.0271
1035 | 64A2F7 | Floor | int_slab_floor | Floor 2 Office | 14.3071 | 110 | 3.9 | 74 | CP02 CARPET PAD | 0.00635 | [10 empty] | 2322 | 0.113 | 0.78 | 100mm Normalweight concrete floor | 0.1016 | 3375.2548 | 9.9935 |  |  | 2632.6988 | 739.518 |  |  | 3372.2168 | 381.4038 | 38.9746 |  |  | 420.3784
1036 | 874DF8 | Floor | int_slab_floor | Floor 2 Office Hall | 6.1316 | 110 | 3.9 | 74 | CP02 CARPET PAD | 0.00635 | [10 empty] | 2322 | 0.113 | 0.78 | 100mm Normalweight concrete floor | 0.1016 | 1446.5378 | 4.2829 |  |  | 1128.2995 | 316.9363 |  |  | 1445.2358 | 163.4588 | 16.7034 |  |  | 180.1622
1037 | 8C822C | Floor | int_slab_floor | Floor 2 Office Hall | 7.8039 | 110 | 3.9 | 74 | CP02 CARPET PAD | 0.00635 | [10 empty] | 2322 | 0.113 | 0.78 | 100mm Normalweight concrete floor | 0.1016 | 1841.0481 | 5.451 |  |  | 1436.0175 | 403.3735 |  |  | 1839.391 | 208.0384 | 21.2589 |  |  | 229.2973
1038 | B44BE3 | Floor | int_slab_floor | Floor 2 Office Hall | 13.378 | 110 | 3.9 | 74 | CP02 CARPET PAD | 0.00635 | [10 empty] | 2322 | 0.113 | 0.78 | 100mm Normalweight concrete floor | 0.1016 | 3156.0825 | 9.3446 |  |  | 2461.7443 | 691.4974 |  |  | 3153.2417 | 356.6373 | 36.4438 |  |  | 393.0811
1039 | 4F2F27 | Floor | int_slab_floor | Floor 2 Office Hall | 3.9019 | 110 | 3.9 | 74 | CP02 CARPET PAD | 0.00635 | [10 empty] | 2322 | 0.113 | 0.78 | 100mm Normalweight concrete floor | 0.1016 | 920.524 | 2.7255 |  |  | 718.0088 | 201.6867 |  |  | 919.6955 | 104.0192 | 10.6294 |  |  | 114.6487
1040 | 909DB9 | Floor | int_slab_floor | Floor 2 Office Hall | 10.0335 | 110 | 3.9 | 74 | CP02 CARPET PAD | 0.00635 | [10 empty] | 2322 | 0.113 | 0.78 | 100mm Normalweight concrete floor | 0.1016 | 2367.0618 | 7.0084 |  |  | 1846.3082 | 518.623 |  |  | 2364.9313 | 267.478 | 27.3328 |  |  | 294.8108
1041 | FA00FE | Floor | int_slab_floor | Floor 2 Reception | 5.5742 | 110 | 3.9 | 74 | CP02 CARPET PAD | 0.00635 | [10 empty] | 2322 | 0.113 | 0.78 | 100mm Normalweight concrete floor | 0.1016 | 1315.0344 | 3.8936 |  |  | 1025.7268 | 288.1239 |  |  | 1313.8507 | 148.5989 | 15.1849 |  |  | 163.7838
1042 | 14CDC6 | Floor | int_slab_floor | Floor 2 Reception | 28.9857 | 110 | 3.9 | 74 | CP02 CARPET PAD | 0.00635 | [10 empty] | 2322 | 0.113 | 0.78 | 100mm Normalweight concrete floor | 0.1016 | 6838.1786 | 20.2465 |  |  | 5333.7793 | 1498.2444 |  |  | 6832.0237 | 772.7142 | 78.9615 |  |  | 851.6757
1043 | 39BFFB | Floor | int_slab_floor | Floor 2 Reception | 39.0193 | 110 | 3.9 | 74 | CP02 CARPET PAD | 0.00635 | [10 empty] | 2322 | 0.113 | 0.78 | 100mm Normalweight concrete floor | 0.1016 | 9205.2405 | 27.255 |  |  | 7180.0876 | 2016.8674 |  |  | 9196.955 | 1040.1922 | 106.2944 |  |  | 1146.4865
1044 | 167608 | Floor | int_slab_floor | Floor 2 Reception | 17.8374 | 110 | 3.9 | 74 | CP02 CARPET PAD | 0.00635 | [10 empty] | 2322 | 0.113 | 0.78 | 100mm Normalweight concrete floor | 0.1016 | 4208.1099 | 12.4594 |  |  | 3282.3258 | 921.9965 |  |  | 4204.3223 | 475.5164 | 48.5917 |  |  | 524.1081
1045 | C51FD6 | Floor | int_slab_floor | Floor 2 Reception Hall | 3.9019 | 110 | 3.9 | 74 | CP02 CARPET PAD | 0.00635 | [10 empty] | 2322 | 0.113 | 0.78 | 100mm Normalweight concrete floor | 0.1016 | 920.524 | 2.7255 |  |  | 718.0088 | 201.6867 |  |  | 919.6955 | 104.0192 | 10.6294 |  |  | 114.6487
1046 | 3110A1 | Floor | int_slab_floor | Floor 2 Reception Hall | 4.4593 | 110 | 3.9 | 74 | CP02 CARPET PAD | 0.00635 | [10 empty] | 2322 | 0.113 | 0.78 | 100mm Normalweight concrete floor | 0.1016 | 1052.0275 | 3.1149 |  |  | 820.5814 | 230.4991 |  |  | 1051.0806 | 118.8791 | 12.1479 |  |  | 131.027
1047 | F81393 | Floor | int_slab_floor | Floor 2 Reception Hall | 7.2464 | 110 | 3.9 | 74 | CP02 CARPET PAD | 0.00635 | [10 empty] | 2322 | 0.113 | 0.78 | 100mm Normalweight concrete floor | 0.1016 | 1709.5447 | 5.0616 |  |  | 1333.4448 | 374.5611 |  |  | 1708.0059 | 193.1785 | 19.7404 |  |  | 212.9189
1048 | 4FA380 | Floor | int_slab_floor | Floor 2 Reception Hall | 3.9019 | 110 | 3.9 | 74 | CP02 CARPET PAD | 0.00635 | [10 empty] | 2322 | 0.113 | 0.78 | 100mm Normalweight concrete floor | 0.1016 | 920.524 | 2.7255 |  |  | 718.0088 | 201.6867 |  |  | 919.6955 | 104.0192 | 10.6294 |  |  | 114.6487
1049 | 2FE383 | Floor | int_slab_floor | Floor 2 Reception Hall | 5.0168 | 110 | 3.9 | 74 | CP02 CARPET PAD | 0.00635 | [10 empty] | 2322 | 0.113 | 0.78 | 100mm Normalweight concrete floor | 0.1016 | 1183.5309 | 3.5042 |  |  | 923.1541 | 259.3115 |  |  | 1182.4656 | 133.739 | 13.6664 |  |  | 147.4054
1050 | 3F961C | Floor | int_slab_floor | Floor 2 Reception Hall | 5.0168 | 110 | 3.9 | 74 | CP02 CARPET PAD | 0.00635 | [10 empty] | 2322 | 0.113 | 0.78 | 100mm Normalweight concrete floor | 0.1016 | 1183.5309 | 3.5042 |  |  | 923.1541 | 259.3115 |  |  | 1182.4656 | 133.739 | 13.6664 |  |  | 147.4054
1051 | 4B590B | Floor | int_slab_floor | Floor 2 Reception Hall | 5.0168 | 110 | 3.9 | 74 | CP02 CARPET PAD | 0.00635 | [10 empty] | 2322 | 0.113 | 0.78 | 100mm Normalweight concrete floor | 0.1016 | 1183.5309 | 3.5042 |  |  | 923.1541 | 259.3115 |  |  | 1182.4656 | 133.739 | 13.6664 |  |  | 147.4054
1052 | 20B940 | Floor | int_slab_floor | Floor 2 Reception Hall | 4.4593 | 110 | 3.9 | 74 | CP02 CARPET PAD | 0.00635 | [10 empty] | 2322 | 0.113 | 0.78 | 100mm Normalweight concrete floor | 0.1016 | 1052.0275 | 3.1149 |  |  | 820.5814 | 230.4991 |  |  | 1051.0806 | 118.8791 | 12.1479 |  |  | 131.027
1053 | 21FC9D | Floor | int_slab_floor | Floor 2 Reception Hall | 5.0168 | 110 | 3.9 | 74 | CP02 CARPET PAD | 0.00635 | [10 empty] | 2322 | 0.113 | 0.78 | 100mm Normalweight concrete floor | 0.1016 | 1183.5309 | 3.5042 |  |  | 923.1541 | 259.3115 |  |  | 1182.4656 | 133.739 | 13.6664 |  |  | 147.4054
1054 | EB4979 | Floor | int_slab_floor | Floor 2 Reception Hall | 2.7871 | 110 | 3.9 | 74 | CP02 CARPET PAD | 0.00635 | [10 empty] | 2322 | 0.113 | 0.78 | 100mm Normalweight concrete floor | 0.1016 | 657.5172 | 1.9468 |  |  | 512.8634 | 144.062 |  |  | 656.9254 | 74.2994 | 7.5925 |  |  | 81.8919
1055 | A5FA3B | Floor | int_slab_floor | Floor 2 Reception Hall | 5.5742 | 110 | 3.9 | 74 | CP02 CARPET PAD | 0.00635 | [10 empty] | 2322 | 0.113 | 0.78 | 100mm Normalweight concrete floor | 0.1016 | 1315.0344 | 3.8936 |  |  | 1025.7268 | 288.1239 |  |  | 1313.8507 | 148.5989 | 15.1849 |  |  | 163.7838
1056 | 115AA8 | Floor | int_slab_floor | Floor 2 Reception Toilet | 4.5522 | 110 | 3.9 | 74 | CP02 CARPET PAD | 0.00635 | [10 empty] | 2322 | 0.113 | 0.78 | 100mm Normalweight concrete floor | 0.1016 | 1073.9447 | 3.1797 |  |  | 837.6769 | 235.3012 |  |  | 1072.9781 | 121.3558 | 12.401 |  |  | 133.7568
1057 | CFB630 | Floor | int_slab_floor | Floor 2 Reception Toilet | 7.1535 | 110 | 3.9 | 74 | CP02 CARPET PAD | 0.00635 | [10 empty] | 2322 | 0.113 | 0.78 | 100mm Normalweight concrete floor | 0.1016 | 1687.6274 | 4.9967 |  |  | 1316.3494 | 369.759 |  |  | 1686.1084 | 190.7019 | 19.4873 |  |  | 210.1892
1058 | 10830D | Floor | int_slab_floor | Floor 2 Scheduling 1 | 13.378 | 110 | 3.9 | 74 | CP02 CARPET PAD | 0.00635 | [10 empty] | 2322 | 0.113 | 0.78 | 100mm Normalweight concrete floor | 0.1016 | 3156.0825 | 9.3446 |  |  | 2461.7443 | 691.4974 |  |  | 3153.2417 | 356.6373 | 36.4438 |  |  | 393.0811
1059 | EF47B0 | Floor | int_slab_floor | Floor 2 Scheduling 1 | 6.5032 | 110 | 3.9 | 74 | CP02 CARPET PAD | 0.00635 | [10 empty] | 2322 | 0.113 | 0.78 | 100mm Normalweight concrete floor | 0.1016 | 1534.2067 | 4.5425 |  |  | 1196.6813 | 336.1446 |  |  | 1532.8258 | 173.3654 | 17.7157 |  |  | 191.0811
1060 | C3DB37 | Floor | int_slab_floor | Floor 2 Scheduling 1 | 10.2193 | 110 | 3.9 | 74 | CP02 CARPET PAD | 0.00635 | [10 empty] | 2322 | 0.113 | 0.78 | 100mm Normalweight concrete floor | 0.1016 | 2410.8963 | 7.1382 |  |  | 1880.4991 | 528.2272 |  |  | 2408.7263 | 272.4313 | 27.839 |  |  | 300.2703
1061 | 795751 | Floor | int_slab_floor | Floor 2 Scheduling 2 | 3.3445 | 110 | 3.9 | 74 | CP02 CARPET PAD | 0.00635 | [10 empty] | 2322 | 0.113 | 0.78 | 100mm Normalweight concrete floor | 0.1016 | 789.0206 | 2.3361 |  |  | 615.4361 | 172.8743 |  |  | 788.3104 | 89.1593 | 9.1109 |  |  | 98.2703
1062 | 6A14D8 | Floor | int_slab_floor | Floor 2 Scheduling 2 | 9.1974 | 110 | 3.9 | 74 | CP02 CARPET PAD | 0.00635 | [10 empty] | 2322 | 0.113 | 0.78 | 100mm Normalweight concrete floor | 0.1016 | 2169.8067 | 6.4244 |  |  | 1692.4492 | 475.4045 |  |  | 2167.8537 | 245.1882 | 25.0551 |  |  | 270.2433
1063 | E3963E | Floor | int_slab_floor | Floor 2 Scheduling 2 | 5.8529 | 110 | 3.9 | 74 | CP02 CARPET PAD | 0.00635 | [10 empty] | 2322 | 0.113 | 0.78 | 100mm Normalweight concrete floor | 0.1016 | 1380.7861 | 4.0882 |  |  | 1077.0131 | 302.5301 |  |  | 1379.5432 | 156.0288 | 15.9442 |  |  | 171.973
1064 | 630683 | Floor | int_slab_floor | Floor 2 Scheduling 2 | 13.378 | 110 | 3.9 | 74 | CP02 CARPET PAD | 0.00635 | [10 empty] | 2322 | 0.113 | 0.78 | 100mm Normalweight concrete floor | 0.1016 | 3156.0825 | 9.3446 |  |  | 2461.7443 | 691.4974 |  |  | 3153.2417 | 356.6373 | 36.4438 |  |  | 393.0811
1065 | A3E3D6 | Floor | int_slab_floor | Floor 2 Storage 1 | 5.2026 | 110 | 3.9 | 74 | CP02 CARPET PAD | 0.00635 | [10 empty] | 2322 | 0.113 | 0.78 | 100mm Normalweight concrete floor | 0.1016 | 1227.3654 | 3.634 |  |  | 957.345 | 268.9157 |  |  | 1226.2607 | 138.6923 | 14.1726 |  |  | 152.8649
1066 | 1C7FB1 | Floor | int_slab_floor | Floor 2 Storage 2 | 0.74322 | 110 | 3.9 | 74 | CP02 CARPET PAD | 0.00635 | [10 empty] | 2322 | 0.113 | 0.78 | 100mm Normalweight concrete floor | 0.1016 | 175.3379 | 0.51914 |  |  | 136.7636 | 38.4165 |  |  | 175.1801 | 19.8132 | 2.0247 |  |  | 21.8378
1067 | 4B217A | Floor | int_slab_floor | Floor 2 Storage 2 | 5.2026 | 110 | 3.9 | 74 | CP02 CARPET PAD | 0.00635 | [10 empty] | 2322 | 0.113 | 0.78 | 100mm Normalweight concrete floor | 0.1016 | 1227.3654 | 3.634 |  |  | 957.345 | 268.9157 |  |  | 1226.2607 | 138.6923 | 14.1726 |  |  | 152.8649
1068 | A3F683 | Floor | int_slab_floor | Floor 2 Storage 2 | 5.2026 | 110 | 3.9 | 74 | CP02 CARPET PAD | 0.00635 | [10 empty] | 2322 | 0.113 | 0.78 | 100mm Normalweight concrete floor | 0.1016 | 1227.3654 | 3.634 |  |  | 957.345 | 268.9157 |  |  | 1226.2607 | 138.6923 | 14.1726 |  |  | 152.8649
1069 | 1E3410 | Floor | int_slab_floor | Floor 2 Storage 3 | 13.378 | 110 | 3.9 | 74 | CP02 CARPET PAD | 0.00635 | [10 empty] | 2322 | 0.113 | 0.78 | 100mm Normalweight concrete floor | 0.1016 | 3156.0825 | 9.3446 |  |  | 2461.7443 | 691.4974 |  |  | 3153.2417 | 356.6373 | 36.4438 |  |  | 393.0811
1070 | 4D50C0 | Floor | int_slab_floor | Floor 2 Utility | 11.7058 | 110 | 3.9 | 74 | CP02 CARPET PAD | 0.00635 | [10 empty] | 2322 | 0.113 | 0.78 | 100mm Normalweight concrete floor | 0.1016 | 2761.5721 | 8.1765 |  |  | 2154.0263 | 605.0602 |  |  | 2759.0865 | 312.0577 | 31.8883 |  |  | 343.946
1071 | 1A8E2A | Floor | int_slab_floor | Floor 2 Work | 2.6013 | 110 | 3.9 | 74 | CP02 CARPET PAD | 0.00635 | [10 empty] | 2322 | 0.113 | 0.78 | 100mm Normalweight concrete floor | 0.1016 | 613.6827 | 1.817 |  |  | 478.6725 | 134.4578 |  |  | 613.1303 | 69.3461 | 7.0863 |  |  | 76.4324
1072 | E21951 | Floor | int_slab_floor | Floor 2 Work | 5.0168 | 110 | 3.9 | 74 | CP02 CARPET PAD | 0.00635 | [10 empty] | 2322 | 0.113 | 0.78 | 100mm Normalweight concrete floor | 0.1016 | 1183.5309 | 3.5042 |  |  | 923.1541 | 259.3115 |  |  | 1182.4656 | 133.739 | 13.6664 |  |  | 147.4054
1073 | 517DFC | Floor | int_slab_floor | Floor 2 Work | 33.2593 | 110 | 3.9 | 74 | CP02 CARPET PAD | 0.00635 | [10 empty] | 2322 | 0.113 | 0.78 | 100mm Normalweight concrete floor | 0.1016 | 7846.3717 | 23.2316 |  |  | 6120.1699 | 1719.1394 |  |  | 7839.3092 | 886.64 | 90.6033 |  |  | 977.2433
1074 | CEC6B4 | Floor | int_slab_floor | Floor 2 Work | 15.6077 | 110 | 3.9 | 74 | CP02 CARPET PAD | 0.00635 | [10 empty] | 2322 | 0.113 | 0.78 | 100mm Normalweight concrete floor | 0.1016 | 3682.0962 | 10.902 |  |  | 2872.035 | 806.747 |  |  | 3678.782 | 416.0769 | 42.5177 |  |  | 458.5946
1075 | 1A95D5 | Floor | int_slab_floor | Floor 2 Work | 13.6567 | 110 | 3.9 | 74 | CP02 CARPET PAD | 0.00635 | [10 empty] | 2322 | 0.113 | 0.78 | 100mm Normalweight concrete floor | 0.1016 | 3221.8342 | 9.5392 |  |  | 2513.0307 | 705.9036 |  |  | 3218.9342 | 364.0673 | 37.203 |  |  | 401.2703
1076 | 5724CC | Floor | int_slab_floor | Floor 2 Work | 5.5742 | 110 | 3.9 | 74 | CP02 CARPET PAD | 0.00635 | [10 empty] | 2322 | 0.113 | 0.78 | 100mm Normalweight concrete floor | 0.1016 | 1315.0344 | 3.8936 |  |  | 1025.7268 | 288.1239 |  |  | 1313.8507 | 148.5989 | 15.1849 |  |  | 163.7838
1077 | 7FA5FF | Floor | int_slab_floor | Floor 2 Work | 13.378 | 110 | 3.9 | 74 | CP02 CARPET PAD | 0.00635 | [10 empty] | 2322 | 0.113 | 0.78 | 100mm Normalweight concrete floor | 0.1016 | 3156.0825 | 9.3446 |  |  | 2461.7443 | 691.4974 |  |  | 3153.2417 | 356.6373 | 36.4438 |  |  | 393.0811
1078 | E43750 | Floor | int_slab_floor | Floor 2 Work | 40.8773 | 110 | 3.9 | 74 | CP02 CARPET PAD | 0.00635 | [10 empty] | 2322 | 0.113 | 0.78 | 100mm Normalweight concrete floor | 0.1016 | 9643.5853 | 28.5528 |  |  | 7521.9965 | 2112.9087 |  |  | 9634.9052 | 1089.7251 | 111.356 |  |  | 1201.0811
1079 | E9C9E1 | Floor | int_slab_floor | Floor 2 Work | 2.7871 | 110 | 3.9 | 74 | CP02 CARPET PAD | 0.00635 | [10 empty] | 2322 | 0.113 | 0.78 | 100mm Normalweight concrete floor | 0.1016 | 657.5172 | 1.9468 |  |  | 512.8634 | 144.062 |  |  | 656.9254 | 74.2994 | 7.5925 |  |  | 81.8919
1080 | CE626A | Floor | int_slab_floor | Floor 2 Work | 20.0671 | 110 | 3.9 | 74 | CP02 CARPET PAD | 0.00635 | [10 empty] | 2322 | 0.113 | 0.78 | 100mm Normalweight concrete floor | 0.1016 | 4734.1237 | 14.0168 |  |  | 3692.6165 | 1037.2461 |  |  | 4729.8626 | 534.956 | 54.6657 |  |  | 589.6216
1081 | 541C9C | Floor | int_slab_floor | Floor 2 Work | 4.1806 | 110 | 3.9 | 74 | CP02 CARPET PAD | 0.00635 | [10 empty] | 2322 | 0.113 | 0.78 | 100mm Normalweight concrete floor | 0.1016 | 986.2758 | 2.9202 |  |  | 769.2951 | 216.0929 |  |  | 985.388 | 111.4492 | 11.3887 |  |  | 122.8378
1082 | 83658D | Floor | int_slab_floor | Floor 2 Work Hall | 4.9239 | 110 | 3.9 | 74 | CP02 CARPET PAD | 0.00635 | [10 empty] | 2322 | 0.113 | 0.78 | 100mm Normalweight concrete floor | 0.1016 | 1161.6137 | 3.4393 |  |  | 906.0587 | 254.5095 |  |  | 1160.5681 | 131.2623 | 13.4133 |  |  | 144.6757
1083 | CAC621 | Floor | int_slab_floor | Floor 2 Work Hall | 6.689 | 110 | 3.9 | 74 | CP02 CARPET PAD | 0.00635 | [10 empty] | 2322 | 0.113 | 0.78 | 100mm Normalweight concrete floor | 0.1016 | 1578.0412 | 4.6723 |  |  | 1230.8722 | 345.7487 |  |  | 1576.6209 | 178.3187 | 18.2219 |  |  | 196.5405
1084 | E90253 | Floor | int_slab_floor | Floor 2 Work Hall | 11.1484 | 110 | 3.9 | 74 | CP02 CARPET PAD | 0.00635 | [10 empty] | 2322 | 0.113 | 0.78 | 100mm Normalweight concrete floor | 0.1016 | 2630.0687 | 7.7871 |  |  | 2051.4536 | 576.2478 |  |  | 2627.7014 | 297.1978 | 30.3698 |  |  | 327.5676
1085 | FD4C82 | Floor | int_slab_floor | Floor 2 Work Hall | 1.2077 | 110 | 3.9 | 74 | CP02 CARPET PAD | 0.00635 | [10 empty] | 2322 | 0.113 | 0.78 | 100mm Normalweight concrete floor | 0.1016 | 284.9241 | 0.84361 |  |  | 222.2408 | 62.4268 |  |  | 284.6677 | 32.1964 | 3.2901 |  |  | 35.4865
1086 | F5C927 | Floor | int_slab_floor | Floor 2 Work Hall | 9.7548 | 110 | 3.9 | 74 | CP02 CARPET PAD | 0.00635 | [10 empty] | 2322 | 0.113 | 0.78 | 100mm Normalweight concrete floor | 0.1016 | 2301.3101 | 6.8137 |  |  | 1795.0219 | 504.2168 |  |  | 2299.2387 | 260.048 | 26.5736 |  |  | 286.6216
1087 | 362FF8 | Floor | int_slab_floor | Floor 2 Work Hall | 4.4593 | 110 | 3.9 | 74 | CP02 CARPET PAD | 0.00635 | [10 empty] | 2322 | 0.113 | 0.78 | 100mm Normalweight concrete floor | 0.1016 | 1052.0275 | 3.1149 |  |  | 820.5814 | 230.4991 |  |  | 1051.0806 | 118.8791 | 12.1479 |  |  | 131.027
1088 | 21F419 | Floor | int_slab_floor | Floor 2 Work Hall | 0.65032 | 110 | 3.9 | 74 | CP02 CARPET PAD | 0.00635 | [10 empty] | 2322 | 0.113 | 0.78 | 100mm Normalweight concrete floor | 0.1016 | 153.4207 | 0.45425 |  |  | 119.6681 | 33.6145 |  |  | 153.2826 | 17.3365 | 1.7716 |  |  | 19.1081
1089 | 283EC6 | Floor | int_slab_floor | Floor 2 Work Hall | 4.4593 | 110 | 3.9 | 74 | CP02 CARPET PAD | 0.00635 | [10 empty] | 2322 | 0.113 | 0.78 | 100mm Normalweight concrete floor | 0.1016 | 1052.0275 | 3.1149 |  |  | 820.5814 | 230.4991 |  |  | 1051.0806 | 118.8791 | 12.1479 |  |  | 131.027
1090 | C5B569 | Floor | int_slab_floor | Floor 2 Work Hall | 0.83613 | 110 | 3.9 | 74 | CP02 CARPET PAD | 0.00635 | [10 empty] | 2322 | 0.113 | 0.78 | 100mm Normalweight concrete floor | 0.1016 | 197.2552 | 0.58403 |  |  | 153.859 | 43.2186 |  |  | 197.0776 | 22.2898 | 2.2777 |  |  | 24.5676
1091 | D29B01 | Floor | int_slab_floor | Floor 2 Work Hall | 3.0658 | 110 | 3.9 | 74 | CP02 CARPET PAD | 0.00635 | [10 empty] | 2322 | 0.113 | 0.78 | 100mm Normalweight concrete floor | 0.1016 | 723.2689 | 2.1415 |  |  | 564.1497 | 158.4682 |  |  | 722.6179 | 81.7294 | 8.3517 |  |  | 90.0811
1092 | FFE9D0 | Floor | int_slab_floor | Floor 2 Work Hall | 28.7999 | 110 | 3.9 | 74 | CP02 CARPET PAD | 0.00635 | [10 empty] | 2322 | 0.113 | 0.78 | 100mm Normalweight concrete floor | 0.1016 | 6794.3442 | 20.1168 |  |  | 5299.5885 | 1488.6402 |  |  | 6788.2287 | 767.7609 | 78.4554 |  |  | 846.2163
1093 | 7A8C4C | Floor | int_slab_floor | Floor 2 Work Hall | 1.4864 | 110 | 3.9 | 74 | CP02 CARPET PAD | 0.00635 | [10 empty] | 2322 | 0.113 | 0.78 | 100mm Normalweight concrete floor | 0.1016 | 350.6758 | 1.0383 |  |  | 273.5271 | 76.833 |  |  | 350.3602 | 39.6264 | 4.0493 |  |  | 43.6757
1094 | 4C4C25 | Floor | int_slab_floor | Floor 2 Work Toilet | 5.0168 | 110 | 3.9 | 74 | CP02 CARPET PAD | 0.00635 | [10 empty] | 2322 | 0.113 | 0.78 | 100mm Normalweight concrete floor | 0.1016 | 1183.5309 | 3.5042 |  |  | 923.1541 | 259.3115 |  |  | 1182.4656 | 133.739 | 13.6664 |  |  | 147.4054
1095 | C6DCD1 | Floor | int_slab_floor | Floor 2 X-Ray | 11.7058 | 110 | 3.9 | 74 | CP02 CARPET PAD | 0.00635 | [10 empty] | 2322 | 0.113 | 0.78 | 100mm Normalweight concrete floor | 0.1016 | 2761.5721 | 8.1765 |  |  | 2154.0263 | 605.0602 |  |  | 2759.0865 | 312.0577 | 31.8883 |  |  | 343.946
1096 | 1BDF58 | Floor | int_slab_floor | Floor 2 X-Ray | 18.3948 | 110 | 3.9 | 74 | CP02 CARPET PAD | 0.00635 | [10 empty] | 2322 | 0.113 | 0.78 | 100mm Normalweight concrete floor | 0.1016 | 4339.6134 | 12.8488 |  |  | 3384.8984 | 950.8089 |  |  | 4335.7073 | 490.3763 | 50.1102 |  |  | 540.4865
1097 | 15A915 | Floor | int_slab_floor | Floor 2 X-Ray | 5.8529 | 110 | 3.9 | 74 | CP02 CARPET PAD | 0.00635 | [10 empty] | 2322 | 0.113 | 0.78 | 100mm Normalweight concrete floor | 0.1016 | 1380.7861 | 4.0882 |  |  | 1077.0131 | 302.5301 |  |  | 1379.5432 | 156.0288 | 15.9442 |  |  | 171.973
1098 | 1CC550 | Floor | int_slab_floor | Floor 2 X-Ray | 5.8529 | 110 | 3.9 | 74 | CP02 CARPET PAD | 0.00635 | [10 empty] | 2322 | 0.113 | 0.78 | 100mm Normalweight concrete floor | 0.1016 | 1380.7861 | 4.0882 |  |  | 1077.0131 | 302.5301 |  |  | 1379.5432 | 156.0288 | 15.9442 |  |  | 171.973
1099 | 55622A | Floor | int_slab_floor | Floor 2 X-Ray | 5.0168 | 110 | 3.9 | 74 | CP02 CARPET PAD | 0.00635 | [10 empty] | 2322 | 0.113 | 0.78 | 100mm Normalweight concrete floor | 0.1016 | 1183.5309 | 3.5042 |  |  | 923.1541 | 259.3115 |  |  | 1182.4656 | 133.739 | 13.6664 |  |  | 147.4054
1100 | 5D03DA | Floor | int_slab_floor | Floor 2 X-Ray | 5.8529 | 110 | 3.9 | 74 | CP02 CARPET PAD | 0.00635 | [10 empty] | 2322 | 0.113 | 0.78 | 100mm Normalweight concrete floor | 0.1016 | 1380.7861 | 4.0882 |  |  | 1077.0131 | 302.5301 |  |  | 1379.5432 | 156.0288 | 15.9442 |  |  | 171.973
1101 | AE5078 | Floor | int_slab_floor | Floor 2 X-Ray | 4.1806 | 110 | 3.9 | 74 | CP02 CARPET PAD | 0.00635 | [10 empty] | 2322 | 0.113 | 0.78 | 100mm Normalweight concrete floor | 0.1016 | 986.2758 | 2.9202 |  |  | 769.2951 | 216.0929 |  |  | 985.388 | 111.4492 | 11.3887 |  |  | 122.8378
1102 | 774CCD | Floor | int_slab_floor | Floor 2 X-Ray | 3.2516 | 110 | 3.9 | 74 | CP02 CARPET PAD | 0.00635 | [10 empty] | 2322 | 0.113 | 0.78 | 100mm Normalweight concrete floor | 0.1016 | 767.1034 | 2.2712 |  |  | 598.3406 | 168.0723 |  |  | 766.4129 | 86.6827 | 8.8579 |  |  | 95.5405
1103 | F6FE66 | Floor | int_slab_floor | Floor 2 X-Ray | 23.5045 | 110 | 3.9 | 74 | CP02 CARPET PAD | 0.00635 | [10 empty] | 2322 | 0.113 | 0.78 | 100mm Normalweight concrete floor | 0.1016 | 5545.0615 | 16.4179 |  |  | 4325.148 | 1214.9225 |  |  | 5540.0705 | 626.592 | 64.0297 |  |  | 690.6217
1104 | 9AC2BE | Floor | int_slab_floor | Floor 3 Dressing Room | 3.9019 | 110 | 3.9 | 74 | CP02 CARPET PAD | 0.00635 | [10 empty] | 2322 | 0.113 | 0.78 | 100mm Normalweight concrete floor | 0.1016 | 920.524 | 2.7255 |  |  | 718.0088 | 201.6867 |  |  | 919.6955 | 104.0192 | 10.6294 |  |  | 114.6487
1105 | D6F20A | Floor | int_slab_floor | Floor 3 Elevator Hall | 34.3741 | 110 | 3.9 | 74 | CP02 CARPET PAD | 0.00635 | [10 empty] | 2322 | 0.113 | 0.78 | 100mm Normalweight concrete floor | 0.1016 | 8109.3785 | 24.0103 |  |  | 6325.3153 | 1776.7641 |  |  | 8102.0794 | 916.3598 | 93.6403 |  |  | 1010
1106 | 628387 | Floor | int_slab_floor | Floor 3 Humid | 10.0335 | 110 | 3.9 | 74 | CP02 CARPET PAD | 0.00635 | [10 empty] | 2322 | 0.113 | 0.78 | 100mm Normalweight concrete floor | 0.1016 | 2367.0618 | 7.0084 |  |  | 1846.3082 | 518.623 |  |  | 2364.9313 | 267.478 | 27.3328 |  |  | 294.8108
1107 | B840A7 | Floor | int_slab_floor | Floor 3 Janitor | 5.8529 | 110 | 3.9 | 74 | CP02 CARPET PAD | 0.00635 | [10 empty] | 2322 | 0.113 | 0.78 | 100mm Normalweight concrete floor | 0.1016 | 1380.7861 | 4.0882 |  |  | 1077.0131 | 302.5301 |  |  | 1379.5432 | 156.0288 | 15.9442 |  |  | 171.973
1108 | D10EC7 | Floor | int_slab_floor | Floor 3 Locker | 11.1484 | 110 | 3.9 | 74 | CP02 CARPET PAD | 0.00635 | [10 empty] | 2322 | 0.113 | 0.78 | 100mm Normalweight concrete floor | 0.1016 | 2630.0687 | 7.7871 |  |  | 2051.4536 | 576.2478 |  |  | 2627.7014 | 297.1978 | 30.3698 |  |  | 327.5676
1109 | 3B5B94 | Floor | int_slab_floor | Floor 3 Lounge | 13.9355 | 110 | 3.9 | 74 | CP02 CARPET PAD | 0.00635 | [10 empty] | 2322 | 0.113 | 0.78 | 100mm Normalweight concrete floor | 0.1016 | 3287.5859 | 9.7339 |  |  | 2564.317 | 720.3098 |  |  | 3284.6268 | 371.4972 | 37.9623 |  |  | 409.4595
1110 | 60F383 | Floor | int_slab_floor | Floor 3 Lounge | 6.1316 | 110 | 3.9 | 74 | CP02 CARPET PAD | 0.00635 | [10 empty] | 2322 | 0.113 | 0.78 | 100mm Normalweight concrete floor | 0.1016 | 1446.5378 | 4.2829 |  |  | 1128.2995 | 316.9363 |  |  | 1445.2358 | 163.4588 | 16.7034 |  |  | 180.1622
1111 | F7BE2F | Floor | int_slab_floor | Floor 3 Lounge | 20.9032 | 110 | 3.9 | 74 | CP02 CARPET PAD | 0.00635 | [10 empty] | 2322 | 0.113 | 0.78 | 100mm Normalweight concrete floor | 0.1016 | 4931.3788 | 14.6009 |  |  | 3846.4755 | 1080.4647 |  |  | 4926.9402 | 557.2458 | 56.9434 |  |  | 614.1892
1112 | B29215 | Floor | int_slab_floor | Floor 3 Lounge | 11.1484 | 110 | 3.9 | 74 | CP02 CARPET PAD | 0.00635 | [10 empty] | 2322 | 0.113 | 0.78 | 100mm Normalweight concrete floor | 0.1016 | 2630.0687 | 7.7871 |  |  | 2051.4536 | 576.2478 |  |  | 2627.7014 | 297.1978 | 30.3698 |  |  | 327.5676
1113 | 52FA3B | Floor | int_slab_floor | Floor 3 Lounge | 18.3948 | 110 | 3.9 | 74 | CP02 CARPET PAD | 0.00635 | [10 empty] | 2322 | 0.113 | 0.78 | 100mm Normalweight concrete floor | 0.1016 | 4339.6134 | 12.8488 |  |  | 3384.8984 | 950.8089 |  |  | 4335.7073 | 490.3763 | 50.1102 |  |  | 540.4865
1114 | B46F2C | Floor | int_slab_floor | Floor 3 Lounge Toilet | 17.8374 | 110 | 3.9 | 74 | CP02 CARPET PAD | 0.00635 | [10 empty] | 2322 | 0.113 | 0.78 | 100mm Normalweight concrete floor | 0.1016 | 4208.1099 | 12.4594 |  |  | 3282.3258 | 921.9965 |  |  | 4204.3223 | 475.5164 | 48.5917 |  |  | 524.1081
1115 | 1DC177 | Floor | int_slab_floor | Floor 3 Mechanical | 32.5161 | 110 | 3.9 | 74 | CP02 CARPET PAD | 0.00635 | [10 empty] | 2322 | 0.113 | 0.78 | 100mm Normalweight concrete floor | 0.1016 | 7671.0337 | 22.7125 |  |  | 5983.4063 | 1680.7228 |  |  | 7664.1292 | 866.8268 | 88.5786 |  |  | 955.4054
1116 | 2E74E6 | Floor | int_slab_floor | Floor 3 Mechanical Hall | 27.8709 | 110 | 3.9 | 74 | CP02 CARPET PAD | 0.00635 | [10 empty] | 2322 | 0.113 | 0.78 | 100mm Normalweight concrete floor | 0.1016 | 6575.1718 | 19.4678 |  |  | 5128.634 | 1440.6196 |  |  | 6569.2536 | 742.9944 | 75.9245 |  |  | 818.919
1117 | A72B2F | Floor | int_slab_floor | Floor 3 Office | 30.658 | 110 | 3.9 | 74 | CP02 CARPET PAD | 0.00635 | [10 empty] | 2322 | 0.113 | 0.78 | 100mm Normalweight concrete floor | 0.1016 | 7232.689 | 21.4146 |  |  | 5641.4974 | 1584.6815 |  |  | 7226.1789 | 817.2939 | 83.517 |  |  | 900.8109
1118 | 538FE6 | Floor | int_slab_floor | Floor 3 Office | 18.3948 | 110 | 3.9 | 74 | CP02 CARPET PAD | 0.00635 | [10 empty] | 2322 | 0.113 | 0.78 | 100mm Normalweight concrete floor | 0.1016 | 4339.6134 | 12.8488 |  |  | 3384.8984 | 950.8089 |  |  | 4335.7073 | 490.3763 | 50.1102 |  |  | 540.4865
1119 | 8A695C | Floor | int_slab_floor | Floor 3 Office | 25.0838 | 110 | 3.9 | 74 | CP02 CARPET PAD | 0.00635 | [10 empty] | 2322 | 0.113 | 0.78 | 100mm Normalweight concrete floor | 0.1016 | 5917.6546 | 17.521 |  |  | 4615.7706 | 1296.5576 |  |  | 5912.3282 | 668.695 | 68.3321 |  |  | 737.0271
1120 | 45A523 | Floor | int_slab_floor | Floor 3 Office | 13.378 | 110 | 3.9 | 74 | CP02 CARPET PAD | 0.00635 | [10 empty] | 2322 | 0.113 | 0.78 | 100mm Normalweight concrete floor | 0.1016 | 3156.0825 | 9.3446 |  |  | 2461.7443 | 691.4974 |  |  | 3153.2417 | 356.6373 | 36.4438 |  |  | 393.0811
1121 | F94215 | Floor | int_slab_floor | Floor 3 Office | 18.3948 | 110 | 3.9 | 74 | CP02 CARPET PAD | 0.00635 | [10 empty] | 2322 | 0.113 | 0.78 | 100mm Normalweight concrete floor | 0.1016 | 4339.6134 | 12.8488 |  |  | 3384.8984 | 950.8089 |  |  | 4335.7073 | 490.3763 | 50.1102 |  |  | 540.4865
1122 | C27BD7 | Floor | int_slab_floor | Floor 3 Office | 16.7225 | 110 | 3.9 | 74 | CP02 CARPET PAD | 0.00635 | [10 empty] | 2322 | 0.113 | 0.78 | 100mm Normalweight concrete floor | 0.1016 | 3945.1031 | 11.6807 |  |  | 3077.1804 | 864.3717 |  |  | 3941.5521 | 445.7966 | 45.5547 |  |  | 491.3514
1123 | AE8664 | Floor | int_slab_floor | Floor 3 Office | 36.7896 | 110 | 3.9 | 74 | CP02 CARPET PAD | 0.00635 | [10 empty] | 2322 | 0.113 | 0.78 | 100mm Normalweight concrete floor | 0.1016 | 8679.2267 | 25.6975 |  |  | 6769.7969 | 1901.6178 |  |  | 8671.4147 | 980.7526 | 100.2204 |  |  | 1080.973
1124 | 535D54 | Floor | int_slab_floor | Floor 3 Office | 122.632 | 110 | 3.9 | 74 | CP02 CARPET PAD | 0.00635 | [10 empty] | 2322 | 0.113 | 0.78 | 100mm Normalweight concrete floor | 0.1016 | 28930.7558 | 85.6585 |  |  | 22565.9895 | 6338.7261 |  |  | 28904.7157 | 3269.1754 | 334.068 |  |  | 3603.2434
1125 | 14A82B | Floor | int_slab_floor | Floor 3 Office Hall | 77.4811 | 110 | 3.9 | 74 | CP02 CARPET PAD | 0.00635 | [10 empty] | 2322 | 0.113 | 0.78 | 100mm Normalweight concrete floor | 0.1016 | 18278.9775 | 54.1206 |  |  | 14257.6025 | 4004.9224 |  |  | 18262.5249 | 2065.5245 | 211.0702 |  |  | 2276.5947
1126 | F07866 | Floor | int_slab_floor | Floor 3 Office Toilet | 5.0168 | 110 | 3.9 | 74 | CP02 CARPET PAD | 0.00635 | [10 empty] | 2322 | 0.113 | 0.78 | 100mm Normalweight concrete floor | 0.1016 | 1183.5309 | 3.5042 |  |  | 923.1541 | 259.3115 |  |  | 1182.4656 | 133.739 | 13.6664 |  |  | 147.4054
1127 | 8E83C6 | Floor | int_slab_floor | Floor 3 Physical Therapy 1 | 10.4051 | 110 | 3.9 | 74 | CP02 CARPET PAD | 0.00635 | [10 empty] | 2322 | 0.113 | 0.78 | 100mm Normalweight concrete floor | 0.1016 | 2454.7308 | 7.268 |  |  | 1914.69 | 537.8313 |  |  | 2452.5213 | 277.3846 | 28.3452 |  |  | 305.7297
1128 | D14D65 | Floor | int_slab_floor | Floor 3 Physical Therapy 1 | 31.2154 | 110 | 3.9 | 74 | CP02 CARPET PAD | 0.00635 | [10 empty] | 2322 | 0.113 | 0.78 | 100mm Normalweight concrete floor | 0.1016 | 7364.1924 | 21.804 |  |  | 5744.0701 | 1613.4939 |  |  | 7357.564 | 832.1537 | 85.0355 |  |  | 917.1892
1129 | CDCA72 | Floor | int_slab_floor | Floor 3 Physical Therapy 1 | 5.9458 | 110 | 3.9 | 74 | CP02 CARPET PAD | 0.00635 | [10 empty] | 2322 | 0.113 | 0.78 | 100mm Normalweight concrete floor | 0.1016 | 1402.7033 | 4.1531 |  |  | 1094.1086 | 307.3322 |  |  | 1401.4408 | 158.5055 | 16.1972 |  |  | 174.7027
1130 | 339B46 | Floor | int_slab_floor | Floor 3 Physical Therapy 1 | 4.4593 | 110 | 3.9 | 74 | CP02 CARPET PAD | 0.00635 | [10 empty] | 2322 | 0.113 | 0.78 | 100mm Normalweight concrete floor | 0.1016 | 1052.0275 | 3.1149 |  |  | 820.5814 | 230.4991 |  |  | 1051.0806 | 118.8791 | 12.1479 |  |  | 131.027
1131 | 7F8407 | Floor | int_slab_floor | Floor 3 Physical Therapy 1 | 44.5935 | 110 | 3.9 | 74 | CP02 CARPET PAD | 0.00635 | [10 empty] | 2322 | 0.113 | 0.78 | 100mm Normalweight concrete floor | 0.1016 | 10520.2748 | 31.1485 |  |  | 8205.8144 | 2304.9913 |  |  | 10510.8057 | 1188.7911 | 121.4793 |  |  | 1310.2703
1132 | F69079 | Floor | int_slab_floor | Floor 3 Physical Therapy 1 | 7.8039 | 110 | 3.9 | 74 | CP02 CARPET PAD | 0.00635 | [10 empty] | 2322 | 0.113 | 0.78 | 100mm Normalweight concrete floor | 0.1016 | 1841.0481 | 5.451 |  |  | 1436.0175 | 403.3735 |  |  | 1839.391 | 208.0384 | 21.2589 |  |  | 229.2973
1133 | A56694 | Floor | int_slab_floor | Floor 3 Physical Therapy 1 | 5.2026 | 110 | 3.9 | 74 | CP02 CARPET PAD | 0.00635 | [10 empty] | 2322 | 0.113 | 0.78 | 100mm Normalweight concrete floor | 0.1016 | 1227.3654 | 3.634 |  |  | 957.345 | 268.9157 |  |  | 1226.2607 | 138.6923 | 14.1726 |  |  | 152.8649
1134 | 3C8351 | Floor | int_slab_floor | Floor 3 Physical Therapy 1 | 11.1484 | 110 | 3.9 | 74 | CP02 CARPET PAD | 0.00635 | [10 empty] | 2322 | 0.113 | 0.78 | 100mm Normalweight concrete floor | 0.1016 | 2630.0687 | 7.7871 |  |  | 2051.4536 | 576.2478 |  |  | 2627.7014 | 297.1978 | 30.3698 |  |  | 327.5676
1135 | 8FB568 | Floor | int_slab_floor | Floor 3 Physical Therapy 2 | 9.2903 | 110 | 3.9 | 74 | CP02 CARPET PAD | 0.00635 | [10 empty] | 2322 | 0.113 | 0.78 | 100mm Normalweight concrete floor | 0.1016 | 2191.7239 | 6.4893 |  |  | 1709.5447 | 480.2065 |  |  | 2189.7512 | 247.6648 | 25.3082 |  |  | 272.973
1136 | C271D9 | Floor | int_slab_floor | Floor 3 Physical Therapy 2 | 5.5742 | 110 | 3.9 | 74 | CP02 CARPET PAD | 0.00635 | [10 empty] | 2322 | 0.113 | 0.78 | 100mm Normalweight concrete floor | 0.1016 | 1315.0344 | 3.8936 |  |  | 1025.7268 | 288.1239 |  |  | 1313.8507 | 148.5989 | 15.1849 |  |  | 163.7838
1137 | 1EE332 | Floor | int_slab_floor | Floor 3 Physical Therapy 2 | 6.5032 | 110 | 3.9 | 74 | CP02 CARPET PAD | 0.00635 | [10 empty] | 2322 | 0.113 | 0.78 | 100mm Normalweight concrete floor | 0.1016 | 1534.2067 | 4.5425 |  |  | 1196.6813 | 336.1446 |  |  | 1532.8258 | 173.3654 | 17.7157 |  |  | 191.0811
1138 | 96623F | Floor | int_slab_floor | Floor 3 Physical Therapy 2 | 7.4322 | 110 | 3.9 | 74 | CP02 CARPET PAD | 0.00635 | [10 empty] | 2322 | 0.113 | 0.78 | 100mm Normalweight concrete floor | 0.1016 | 1753.3791 | 5.1914 |  |  | 1367.6357 | 384.1652 |  |  | 1751.8009 | 198.1318 | 20.2465 |  |  | 218.3784
1139 | F17575 | Floor | int_slab_floor | Floor 3 Physical Therapy 2 | 8.9187 | 110 | 3.9 | 74 | CP02 CARPET PAD | 0.00635 | [10 empty] | 2322 | 0.113 | 0.78 | 100mm Normalweight concrete floor | 0.1016 | 2104.055 | 6.2297 |  |  | 1641.1629 | 460.9983 |  |  | 2102.1611 | 237.7582 | 24.2959 |  |  | 262.0541
1140 | 317B1B | Floor | int_slab_floor | Floor 3 Physical Therapy 2 | 17.28 | 110 | 3.9 | 74 | CP02 CARPET PAD | 0.00635 | [10 empty] | 2322 | 0.113 | 0.78 | 100mm Normalweight concrete floor | 0.1016 | 4076.6065 | 12.0701 |  |  | 3179.7531 | 893.1841 |  |  | 4072.9372 | 460.6565 | 47.0732 |  |  | 507.7298
1141 | 484FB1 | Floor | int_slab_floor | Floor 3 Physical Therapy Toilet | 7.8039 | 110 | 3.9 | 74 | CP02 CARPET PAD | 0.00635 | [10 empty] | 2322 | 0.113 | 0.78 | 100mm Normalweight concrete floor | 0.1016 | 1841.0481 | 5.451 |  |  | 1436.0175 | 403.3735 |  |  | 1839.391 | 208.0384 | 21.2589 |  |  | 229.2973
1142 | 137CDB | Floor | int_slab_floor | Floor 3 Storage 1 | 10.0335 | 110 | 3.9 | 74 | CP02 CARPET PAD | 0.00635 | [10 empty] | 2322 | 0.113 | 0.78 | 100mm Normalweight concrete floor | 0.1016 | 2367.0618 | 7.0084 |  |  | 1846.3082 | 518.623 |  |  | 2364.9313 | 267.478 | 27.3328 |  |  | 294.8108
1143 | 63B825 | Floor | int_slab_floor | Floor 3 Storage 2 | 7.8039 | 110 | 3.9 | 74 | CP02 CARPET PAD | 0.00635 | [10 empty] | 2322 | 0.113 | 0.78 | 100mm Normalweight concrete floor | 0.1016 | 1841.0481 | 5.451 |  |  | 1436.0175 | 403.3735 |  |  | 1839.391 | 208.0384 | 21.2589 |  |  | 229.2973
1144 | 2B4713 | Floor | int_slab_floor | Floor 3 Treatment | 13.0064 | 110 | 3.9 | 74 | CP02 CARPET PAD | 0.00635 | [10 empty] | 2322 | 0.113 | 0.78 | 100mm Normalweight concrete floor | 0.1016 | 3068.4135 | 9.085 |  |  | 2393.3625 | 672.2891 |  |  | 3065.6517 | 346.7307 | 35.4315 |  |  | 382.1622
1145 | 25A972 | Floor | int_slab_floor | Floor 3 Treatment | 23.4116 | 110 | 3.9 | 74 | CP02 CARPET PAD | 0.00635 | [10 empty] | 2322 | 0.113 | 0.78 | 100mm Normalweight concrete floor | 0.1016 | 5523.1443 | 16.353 |  |  | 4308.0525 | 1210.1204 |  |  | 5518.173 | 624.1153 | 63.7766 |  |  | 687.8919
1146 | 496A6C | Floor | int_slab_floor | Floor 3 Treatment | 7.8039 | 110 | 3.9 | 74 | CP02 CARPET PAD | 0.00635 | [10 empty] | 2322 | 0.113 | 0.78 | 100mm Normalweight concrete floor | 0.1016 | 1841.0481 | 5.451 |  |  | 1436.0175 | 403.3735 |  |  | 1839.391 | 208.0384 | 21.2589 |  |  | 229.2973
1147 | F4E5F5 | Floor | int_slab_floor | Floor 3 Undeveloped 1 | 33.4451 | 110 | 3.9 | 74 | CP02 CARPET PAD | 0.00635 | [10 empty] | 2322 | 0.113 | 0.78 | 100mm Normalweight concrete floor | 0.1016 | 7890.2061 | 23.3614 |  |  | 6154.3608 | 1728.7435 |  |  | 7883.1043 | 891.5933 | 91.1095 |  |  | 982.7027
1148 | AA7BE2 | Floor | int_slab_floor | Floor 3 Undeveloped 1 | 16.7225 | 110 | 3.9 | 74 | CP02 CARPET PAD | 0.00635 | [10 empty] | 2322 | 0.113 | 0.78 | 100mm Normalweight concrete floor | 0.1016 | 3945.1031 | 11.6807 |  |  | 3077.1804 | 864.3717 |  |  | 3941.5521 | 445.7966 | 45.5547 |  |  | 491.3514
1149 | 68EB71 | Floor | int_slab_floor | Floor 3 Undeveloped 1 | 50.1676 | 110 | 3.9 | 74 | CP02 CARPET PAD | 0.00635 | [10 empty] | 2322 | 0.113 | 0.78 | 100mm Normalweight concrete floor | 0.1016 | 11835.3092 | 35.0421 |  |  | 9231.5412 | 2593.1152 |  |  | 11824.6564 | 1337.3899 | 136.6642 |  |  | 1474.0541
1150 | 66FE82 | Floor | int_slab_floor | Floor 3 Undeveloped 1 | 31.7728 | 110 | 3.9 | 74 | CP02 CARPET PAD | 0.00635 | [10 empty] | 2322 | 0.113 | 0.78 | 100mm Normalweight concrete floor | 0.1016 | 7495.6958 | 22.1933 |  |  | 5846.6427 | 1642.3063 |  |  | 7488.9491 | 847.0136 | 86.554 |  |  | 933.5676
1151 | 948D7B | Floor | int_slab_floor | Floor 3 Undeveloped 1 | 16.7225 | 110 | 3.9 | 74 | CP02 CARPET PAD | 0.00635 | [10 empty] | 2322 | 0.113 | 0.78 | 100mm Normalweight concrete floor | 0.1016 | 3945.1031 | 11.6807 |  |  | 3077.1804 | 864.3717 |  |  | 3941.5521 | 445.7966 | 45.5547 |  |  | 491.3514
1152 | 236CCE | Floor | int_slab_floor | Floor 3 Undeveloped 1 | 23.4116 | 110 | 3.9 | 74 | CP02 CARPET PAD | 0.00635 | [10 empty] | 2322 | 0.113 | 0.78 | 100mm Normalweight concrete floor | 0.1016 | 5523.1443 | 16.353 |  |  | 4308.0525 | 1210.1204 |  |  | 5518.173 | 624.1153 | 63.7766 |  |  | 687.8919
1153 | AE769E | Floor | int_slab_floor | Floor 3 Undeveloped 1 | 38.4619 | 110 | 3.9 | 74 | CP02 CARPET PAD | 0.00635 | [10 empty] | 2322 | 0.113 | 0.78 | 100mm Normalweight concrete floor | 0.1016 | 9073.7371 | 26.8656 |  |  | 7077.5149 | 1988.055 |  |  | 9065.5699 | 1025.3323 | 104.7759 |  |  | 1130.1082
1154 | 9D1FA7 | Floor | int_slab_floor | Floor 3 Undeveloped 2 | 91.4166 | 110 | 3.9 | 74 | CP02 CARPET PAD | 0.00635 | [10 empty] | 2322 | 0.113 | 0.78 | 100mm Normalweight concrete floor | 0.1016 | 21566.5634 | 63.8545 |  |  | 16821.9195 | 4725.2322 |  |  | 21547.1517 | 2437.0217 | 249.0325 |  |  | 2686.0542
1155 | 6F1456 | Floor | int_slab_floor | Floor 3 Undeveloped 2 | 3.9019 | 110 | 3.9 | 74 | CP02 CARPET PAD | 0.00635 | [10 empty] | 2322 | 0.113 | 0.78 | 100mm Normalweight concrete floor | 0.1016 | 920.524 | 2.7255 |  |  | 718.0088 | 201.6867 |  |  | 919.6955 | 104.0192 | 10.6294 |  |  | 114.6487
1156 | CDCFEE | Floor | int_slab_floor | Floor 3 Undeveloped 2 | 11.7058 | 110 | 3.9 | 74 | CP02 CARPET PAD | 0.00635 | [10 empty] | 2322 | 0.113 | 0.78 | 100mm Normalweight concrete floor | 0.1016 | 2761.5721 | 8.1765 |  |  | 2154.0263 | 605.0602 |  |  | 2759.0865 | 312.0577 | 31.8883 |  |  | 343.946
1157 | DF5076 | Floor | int_slab_floor | Floor 3 Utility | 20.0671 | 110 | 3.9 | 74 | CP02 CARPET PAD | 0.00635 | [10 empty] | 2322 | 0.113 | 0.78 | 100mm Normalweight concrete floor | 0.1016 | 4734.1237 | 14.0168 |  |  | 3692.6165 | 1037.2461 |  |  | 4729.8626 | 534.956 | 54.6657 |  |  | 589.6216
1158 | 8480E5 | Floor | int_slab_floor | Floor 3 Work | 41.6206 | 110 | 3.9 | 74 | CP02 CARPET PAD | 0.00635 | [10 empty] | 2322 | 0.113 | 0.78 | 100mm Normalweight concrete floor | 0.1016 | 9818.9232 | 29.072 |  |  | 7658.7601 | 2151.3252 |  |  | 9810.0853 | 1109.5383 | 113.3807 |  |  | 1222.919
1159 | F6DDE6 | Floor | int_slab_floor | Floor 3 Work | 11.7058 | 110 | 3.9 | 74 | CP02 CARPET PAD | 0.00635 | [10 empty] | 2322 | 0.113 | 0.78 | 100mm Normalweight concrete floor | 0.1016 | 2761.5721 | 8.1765 |  |  | 2154.0263 | 605.0602 |  |  | 2759.0865 | 312.0577 | 31.8883 |  |  | 343.946

## materials
| Name | Roughness | Thickness | Conductivity | Density | Specific Heat | Thermal Absorptance | Solar Absorptance | Visible Absorptance
0 | Std Wood 6inch | MediumSmooth | 0.15 | 0.12 | 540 | 1210 | 0.9 | 0.7 | 0.7
1 | AC02 Acoustic Ceiling | MediumSmooth | 0.0127 | 0.057 | 288 | 1339 | 0.9 | 0.7 | 0.2
2 | F07 25mm stucco | Smooth | 0.0254 | 0.72 | 1856 | 840 | 0.9 | 0.7 | 0.7
3 | F08 Metal surface | Smooth | 0.0008 | 45.28 | 7824 | 500
4 | F08 Metal roof surface | Smooth | 0.0008 | 45.28 | 7824 | 500 | 0.9 | 0.7
5 | F12 Asphalt shingles | VeryRough | 0.0032 | 0.04 | 1120 | 1260 | 0.9 | 0.7
6 | F13 Built-up roofing | Rough | 0.0095 | 0.16 | 1120 | 1460 | 0.9 | 0.7
7 | G01 13mm gypsum board | Smooth | 0.0127 | 0.16 | 800 | 1090 | 0.9 | 0.7 | 0.5
8 | G01 16mm gypsum board | MediumSmooth | 0.0159 | 0.16 | 800 | 1090
9 | G02 16mm plywood | Smooth | 0.0159 | 0.12 | 544 | 1210
10 | M14 150mm heavyweight concrete roof | MediumRough | 0.1524 | 2.31 | 2322 | 832
11 | 100mm Normalweight concrete wall | MediumRough | 0.1016 | 2.31 | 2322 | 832
12 | 200mm Normalweight concrete wall | MediumRough | 0.2032 | 2.31 | 2322 | 832
13 | 100mm Normalweight concrete floor | MediumRough | 0.1016 | 2.31 | 2322 | 832
14 | 150mm Normalweight concrete floor | MediumRough | 0.1524 | 2.31 | 2322 | 832
15 | 200mm Normalweight concrete floor | MediumRough | 0.2032 | 2.31 | 2322 | 832
16 | M10 200mm concrete block wall | MediumRough | 0.2032 | 0.72 | 800 | 832
17 | M10 200mm concrete block basement wall | MediumRough | 0.2032 | 1.326 | 1842 | 912

## materialsnomass
| Name | Roughness | Thermal Resistance | Thermal Absorptance | Solar Absorptance | Visible Absorptance | Density | Thickness
0 | Opaque Door panel_con | MediumRough | 0.47596 | 0.9 | 0.7 | 0.7 | 510 | 0.044
1 | Overhead Door_con Panel | MediumRough | 0.56774 | 0.9 | 0.7 | 0.7 | 510 | 0.044
2 | CP02 CARPET PAD | VeryRough | 0.21648 | 0.9 | 0.7 | 0.8 | 110 | 0.00635
3 | Air_Wall_Material | Rough | 0.20795 | 0.9 | 0.7
4 | Nonres_Roof_Insulation | MediumSmooth | 5.3067 | 0.9 | 0.7 | 0.7 | 12 | 0.15
5 | Res_Roof_Insulation | MediumSmooth | 0.029939 | 0.9 | 0.7 | 0.7 | 12 | 0.15
6 | Semiheated_Roof_Insulation | MediumSmooth | 0.029939 | 0.9 | 0.7 | 0.7 | 12 | 0.15
7 | Nonres_Exterior_Wall_Insulation | MediumSmooth | 2.8183 | 0.9 | 0.7 | 0.7 | 12 | 0.15
8 | Res_Exterior_Wall_Insulation | MediumSmooth | 0.029939 | 0.9 | 0.7 | 0.7 | 12 | 0.15
9 | Semiheated_Exterior_Wall_Insulation | MediumSmooth | 0.029939 | 0.9 | 0.7 | 0.7 | 12 | 0.15
10 | Nonres_Floor_Insulation | MediumSmooth | 0.029939 | 0.9 | 0.7 | 0.7 | 12 | 0.15
11 | Res_Floor_Insulation | MediumSmooth | 0.029939 | 0.9 | 0.7 | 0.7 | 12 | 0.15
12 | Semiheated_Floor_Insulation | MediumSmooth | 0.029939 | 0.9 | 0.7 | 0.7 | 12 | 0.15
13 | Std Opaque Door Panel | MediumRough | 0.12346 | 0.9 | 0.7 | 0.7 | 510 | 0.044

## constructions
| Name | Outside Layer | Layer 2 | Layer 3 | Layer 4 | Layer 5 | Layer 6 | Layer 7 | Layer 8 | Layer 9 | Layer 10
0 | Swinging Door_con | Opaque Door panel_con
1 | Overhead Door_con | Overhead Door_con Panel
2 | InteriorFurnishings | Std Wood 6inch
3 | Air_Wall | Air_Wall_Material
4 | DropCeiling | AC02 Acoustic Ceiling
5 | OpaqueDoor | Std Opaque Door Panel
6 | AtticRoofDeck | F12 Asphalt shingles | Layer 2: G02 16mm plywood
7 | int_wall | G01 13mm gypsum board | Layer 2: G01 13mm gypsum board
8 | ext_slab_8in_with_carpet | 200mm Normalweight concrete floor | Layer 2: CP02 CARPET PAD
9 | ext_slab_8in | 200mm Normalweight concrete floor
10 | ext_slab_6in_with_carpet | 150mm Normalweight concrete floor | Layer 2: CP02 CARPET PAD
11 | ext_slab_6in | 150mm Normalweight concrete floor
12 | int_slab_floor | 100mm Normalweight concrete floor | Layer 2: CP02 CARPET PAD
13 | int_slab_ceiling | CP02 CARPET PAD | Layer 2: 100mm Normalweight concrete floor
14 | basement_wall | M10 200mm concrete block basement wall
15 | int_wood_floor | AC02 Acoustic Ceiling | Layer 2: G02 16mm plywood; Layer 3: CP02 CARPET PAD
16 | ext_soffit_floor | G02 16mm plywood
17 | nonres_roof | F13 Built-up roofing | Layer 2: Nonres_Roof_Insulation; Layer 3: F08 Metal surface
18 | res_roof | F13 Built-up roofing | Layer 2: Res_Roof_Insulation; Layer 3: F08 Metal surface
19 | semiheated_roof | F13 Built-up roofing | Layer 2: Semiheated_Roof_Insulation; Layer 3: F08 Metal surface
20 | nonres_ext_wall | F07 25mm stucco | Layer 2: G01 16mm gypsum board; Layer 3: Nonres_Exterior_Wall_Insulation; Layer 4: G01 16mm gypsum board
21 | res_ext_wall | F07 25mm stucco | Layer 2: G01 16mm gypsum board; Layer 3: Res_Exterior_Wall_Insulation; Layer 4: G01 16mm gypsum board
22 | semiheated_ext_wall | F07 25mm stucco | Layer 2: G01 16mm gypsum board; Layer 3: Semiheated_Exterior_Wall_Insulation; Layer 4: G01 16mm gypsum board
23 | nonres_floor | Nonres_Floor_Insulation | Layer 2: 100mm Normalweight concrete floor; Layer 3: CP02 CARPET PAD
24 | res_floor | Res_Floor_Insulation | Layer 2: 100mm Normalweight concrete floor; Layer 3: CP02 CARPET PAD
25 | semiheated_floor | Semiheated_Floor_Insulation | Layer 2: 100mm Normalweight concrete floor; Layer 3: CP02 CARPET PAD
26 | nonres_floor_ceiling | CP02 CARPET PAD | Layer 2: 100mm Normalweight concrete floor; Layer 3: Nonres_Floor_Insulation
27 | res_floor_ceiling | CP02 CARPET PAD | Layer 2: 100mm Normalweight concrete floor; Layer 3: Res_Floor_Insulation
28 | semiheated_floor_ceiling | CP02 CARPET PAD | Layer 2: 100mm Normalweight concrete floor; Layer 3: Semiheated_Floor_Insulation
29 | Window_U_1.22_SHGC_0.61 | GREEN 6MM
30 | Window_U_1.22_SHGC_0.39 | REF B CLEAR HI 6MM
31 | Window_U_1.22_SHGC_0.34 | REF C CLEAR HI 6MM
32 | Window_U_1.22_SHGC_0.25 | ECREF-1 COLORED 6MM
33 | Window_U_0.72_SHGC_0.25 | REF B TINT MID 6MM
34 | Window_U_0.62_SHGC_0.39 | REF D CLEAR 6MM | Layer 2: AIR 6MM; Layer 3: CLEAR 6MM
35 | Window_U_0.57_SHGC_0.39 | REF D CLEAR 6MM | Layer 2: AIR 6MM; Layer 3: CLEAR 6MM
36 | Window_U_0.65_SHGC_0.25 | REF C CLEAR HI 6MM | Layer 2: AIR 6MM; Layer 3: CLEAR 6MM
37 | Window_U_0.62_SHGC_0.25 | REF C CLEAR HI 6MM | Layer 2: AIR 6MM; Layer 3: CLEAR 6MM
38 | Window_U_0.57_SHGC_0.25 | REF C CLEAR HI 6MM | Layer 2: AIR 6MM; Layer 3: CLEAR 6MM
39 | Window_U_0.62_SHGC_0.49 | BLUE 6MM | Layer 2: AIR 6MM; Layer 3: CLEAR 6MM
40 | Window_U_0.57_SHGC_0.49 | BLUE 6MM | Layer 2: AIR 6MM; Layer 3: CLEAR 6MM
41 | Window_U_0.52_SHGC_0.40 | REF D CLEAR 6MM | Layer 2: AIR 13MM; Layer 3: CLEAR 6MM
42 | Window_U_0.48_SHGC_0.40 | REF D CLEAR 6MM | Layer 2: AIR 13MM; Layer 3: CLEAR 6MM
43 | Window_U_0.42_SHGC_0.45 | REF D CLEAR 6MM | Layer 2: ARGON 13MM; Layer 3: CLEAR 6MM
44 | Window_U_0.46_SHGC_0.45 | GREY 6MM | Layer 2: AIR 13MM; Layer 3: CLEAR 6MM
45 | Window_U_0.42_SHGC_0.40 | LoE TINT 6MM | Layer 2: AIR 6MM; Layer 3: CLEAR 6MM
46 | Window_U_0.43_SHGC_0.26 | REF B CLEAR HI 6MM | Layer 2: AIR 13MM; Layer 3: CLEAR 6MM
47 | Window_U_0.44_SHGC_0.26 | REF B CLEAR HI 6MM | Layer 2: AIR 13MM; Layer 3: CLEAR 6MM
48 | Window_U_0.42_SHGC_0.35 | LoE TINT 6MM | Layer 2: AIR 6MM; Layer 3: CLEAR 6MM
49 | Window_U_0.33_SHGC_0.40 | LoE TINT 6MM | Layer 2: AIR 13MM; Layer 3: CLEAR 6MM
50 | Window_U_0.34_SHGC_0.40 | LoE TINT 6MM | Layer 2: AIR 13MM; Layer 3: CLEAR 6MM
51 | Window_U_0.35_SHGC_0.35 | LoE TINT 6MM | Layer 2: AIR 13MM; Layer 3: CLEAR 6MM
52 | Window_U_0.55_SHGC_0.31 | REF D TINT 6MM | Layer 2: AIR 6MM; Layer 3: CLEAR 6MM
53 | Window_U_0.43_SHGC_0.29 | LoE SPEC SEL TINT 6MM | Layer 2: AIR 6MM; Layer 3: CLEAR 6MM
54 | Window_U_0.34_SHGC_0.45 | PYR B CLEAR 6MM | Layer 2: AIR 13MM; Layer 3: CLEAR 6MM
55 | Window_U_0.56_SHGC_0.35 | REF D TINT 6MM | Layer 2: AIR 6MM; Layer 3: CLEAR 6MM
56 | Window_U_0.45_SHGC_0.31 | REF B CLEAR HI 6MM | Layer 2: AIR 13MM; Layer 3: CLEAR 6MM
57 | Window_U_0.33_SHGC_0.45 | CLEAR 3MM | Layer 2: AIR 6MM; Layer 3: COATED POLY-77; Layer 4: AIR 6MM; Layer 5: CLEAR 3MM
58 | Window_U_0.38_SHGC_0.26 | REF B TINT HI 6MM | Layer 2: ARGON 13MM; Layer 3: CLEAR 6MM
59 | Window_U_0.25_SHGC_0.40 | LoE TINT 6MM | Layer 2: ARGON 13MM; Layer 3: CLEAR 6MM
60 | Window_U_0.35_SHGC_0.26 | REF C CLEAR MID 6MM | Layer 2: ARGON 13MM; Layer 3: CLEAR 6MM
61 | Window_U_0.54_SHGC_0.27 | REF C CLEAR HI 6MM | Layer 2: AIR 6MM; Layer 3: CLEAR 6MM
62 | Window_U_0.54_SHGC_0.18 | REF A TINT MID 6MM | Layer 2: AIR 6MM; Layer 3: CLEAR 6MM
63 | Window_U_0.54_SHGC_0.13 | REF A CLEAR LO 6MM | Layer 2: AIR 13MM; Layer 3: CLEAR 6MM
64 | Window_U_0.33_SHGC_0.11 | ECREF-2 COLORED 6MM | Layer 2: AIR 13MM; Layer 3: LoE SPEC SEL CLEAR 6MM Rev
65 | Window_U_0.29_SHGC_0.22 | BRONZE 6MM | Layer 2: AIR 6MM; Layer 3: COATED POLY-55; Layer 4: AIR 6MM; Layer 5: CLEAR 6MM
66 | Window_U_0.29_SHGC_0.17 | ECABS-2 COLORED 6MM | Layer 2: AIR 13MM; Layer 3: CLEAR 6MM
67 | Window_U_0.29_SHGC_0.11 | ECREF-2 COLORED 6MM | Layer 2: AIR 13MM; Layer 3: LoE SPEC SEL CLEAR 6MM Rev
68 | Window_U_0.24_SHGC_0.23 | LoE SPEC SEL TINT 6MM | Layer 2: ARGON 13MM; Layer 3: CLEAR 6MM
69 | Window_U_0.24_SHGC_0.16 | ECABS-2 COLORED 6MM | Layer 2: ARGON 13MM; Layer 3: CLEAR 6MM
70 | Window_U_0.24_SHGC_0.11 | ECABS-2 COLORED 6MM | Layer 2: ARGON 13MM; Layer 3: LoE SPEC SEL CLEAR 6MM Rev
71 | Window_U_0.19_SHGC_0.20 | BRONZE 6MM | Layer 2: AIR 13MM; Layer 3: COATED POLY-55; Layer 4: AIR 13MM; Layer 5: CLEAR 6MM
72 | Window_U_0.71_SHGC_0.25 | REF C CLEAR HI 6MM | Layer 2: AIR 6MM; Layer 3: CLEAR 6MM
73 | Window_U_0.38_SHGC_0.30 | REF B CLEAR HI 6MM | Layer 2: ARGON 13MM; Layer 3: CLEAR 6MM
74 | Window_U_0.36_SHGC_0.35 | LoE SPEC SEL TINT 6MM | Layer 2: AIR 6MM; Layer 3: CLEAR 6MM
75 | Window_U_0.30_SHGC_0.40 | LoE TINT 6MM | Layer 2: AIR 13MM; Layer 3: CLEAR 6MM
76 | Window_U_0.45_SHGC_0.27 | Glass_12116_LayerAvg | Layer 2: Air 13MM; Layer 3: Glass_102_LayerAvg
77 | Window_U_0.39_SHGC_0.36 | LoE TINT 6MM | Layer 2: AIR 6MM; Layer 3: CLEAR 6MM
78 | Window_U_1.98_SHGC_0.36 | REF B CLEAR HI 6MM
79 | Window_U_1.17_SHGC_0.39 | REF B CLEAR HI 6MM
80 | Window_U_1.98_SHGC_0.61 | GREEN 6MM
81 | Window_U_1.17_SHGC_0.49 | REF D CLEAR 6MM
82 | Window_U_1.17_SHGC_0.68 | GREEN 3MM
83 | Window_U_0.98_SHGC_0.45 | REF B CLEAR HI 6MM
84 | Window_U_0.98_SHGC_0.68 | REF B CLEAR HI 6MM
85 | Window_U_0.88_SHGC_0.16 | REF A CLEAR LO 6MM
86 | Window_U_0.88_SHGC_0.27 | ECREF-1 COLORED 6MM
87 | Window_U_0.52_SHGC_0.22 | REF B CLEAR LO 6MM | Layer 2: AIR 6MM; Layer 3: CLEAR 6MM
88 | Window_U_0.44_SHGC_0.20 | REF B TINT HI 6MM | Layer 2: AIR 13MM; Layer 3: CLEAR 6MM
89 | Window_U_0.39_SHGC_0.38 | Theoretical Glass 297
90 | Window_U_0.39_SHGC_0.32 | Theoretical Glass 347
91 | Window_U_0.75_SHGC_0.72 | PYR B CLEAR 6MM
92 | Window_U_0.67_SHGC_0.77 | PYR B CLEAR 3MM
93 | Window_U_0.56_SHGC_0.76 | CLEAR 3MM | Layer 2: AIR 6MM; Layer 3: CLEAR 3MM
94 | Window_U_0.40_SHGC_0.43 | LoE SPEC SEL CLEAR 3MM | Layer 2: AIR 6MM; Layer 3: CLEAR 6MM
95 | Window_U_0.40_SHGC_0.45 | ECABS-2 BLEACHED 6MM | Layer 2: AIR 6MM; Layer 3: LoE SPEC SEL CLEAR 6MM Rev
96 | Window_U_0.60_SHGC_0.25 | Glass_2175_LayerAvg | Layer 2: Gap_1_W_0_0025; Layer 3: Glass_2022F_LayerAvg
97 | Window_U_0.55_SHGC_0.25 | Glass_2175_LayerAvg | Layer 2: Gap_1_W_0_0032; Layer 3: Glass_2022F_LayerAvg
98 | Window_U_0.50_SHGC_0.25 | Glass_2175_LayerAvg | Layer 2: Gap_1_W_0_0042; Layer 3: Glass_2022F_LayerAvg
99 | Window_U_0.47_SHGC_0.40 | Glass_2052_LayerAvg | Layer 2: Gap_1_W_0_0043; Layer 3: Glass_2010F_LayerAvg
100 | Window_U_0.75_SHGC_0.35 | Glass_2052_LayerAvg | Layer 2: Gap_1_W_0_0018; Layer 3: Glass_2027F_LayerAvg
101 | Window_U_0.65_SHGC_0.35 | Glass_2052_LayerAvg | Layer 2: Gap_1_W_0_0024; Layer 3: Glass_2027F_LayerAvg
102 | Window_U_0.55_SHGC_0.35 | Glass_2052_LayerAvg | Layer 2: Gap_1_W_0_0038; Layer 3: Glass_2027F_LayerAvg
103 | Window_U_0.50_SHGC_0.40 | Glass_2052_LayerAvg | Layer 2: Gap_1_W_0_0038; Layer 3: Glass_2027F_LayerAvg
104 | Window_U_1.16_SHGC_0.25 | ECREF-1 COLORED 6MM
105 | Window_U_1.08_SHGC_0.25 | ECREF-1 COLORED 6MM
106 | Window_U_0.29_SHGC_0.45 | ECREF-2 BLEACHED 6MM | Layer 2: AIR 13MM; Layer 3: LoE SPEC SEL CLEAR 6MM Rev
107 | Window_U_1.60_SHGC_0.40 | REF B CLEAR HI 6MM
108 | Window_U_1.05_SHGC_0.40 | REF B CLEAR HI 6MM
109 | Window_U_0.90_SHGC_0.40 | REF B CLEAR HI 6MM
110 | Window_U_0.9_SHGC_0.6 | REF B CLEAR HI 6MM
111 | Window_U_0.75_SHGC_0.6 | GREY 3MM | Layer 2: AIR 6MM; Layer 3: CLEAR 3MM
112 | Window_U_0.85_SHGC_0.78 | PYR A CLEAR 3MM
113 | Window_U_1.30_SHGC_0.68 | GREEN 3MM
114 | Window_U_1.15_SHGC_0.68 | GREEN 3MM
115 | Window_U_1.80_SHGC_0.36 | REF B CLEAR HI 6MM
116 | Window_U_1.70_SHGC_0.36 | REF B CLEAR HI 6MM
117 | Window_U_0.37_SHGC_0.45 | Glass_4321_LayerAvg | Layer 2: Gap_1_W_0_0127; Layer 3: Glass_102_LayerAvg
118 | Window_U_0.41_SHGC_0.38 | Glass_8652_LayerAvg | Layer 2: Gap_1_W_0_0127; Layer 3: Glass_102_LayerAvg
119 | Window_U_0.40_SHGC_0.4 | Glass_8652_LayerAvg | Layer 2: Gap_1_W_0_0127; Layer 3: Glass_102_LayerAvg
120 | Window_U_0.40_SHGC_0.38 | Glass_8652_LayerAvg | Layer 2: Gap_1_W_0_0127; Layer 3: Glass_102_LayerAvg
121 | Window_U_0.39_SHGC_0.40 | Glass_282_LayerAvg | Layer 2: Gap_1_W_0_0127; Layer 3: Glass_102_LayerAvg
122 | Window_U_0.45_SHGC_0.38 | Glass_2532_LayerAvg | Layer 2: Gap_1_W_0_0127; Layer 3: Glass_102_LayerAvg
123 | Window_U_0.44_SHGC_0.40 | Glass_9731_LayerAvg | Layer 2: Gap_9_W_0_0127; Layer 3: Glass_102_LayerAvg
124 | Window_U_0.38_SHGC_0.36 | Glass_2531_LayerAvg | Layer 2: Gap_9_W_0_0127; Layer 3: Glass_102_LayerAvg
125 | Window_U_0.38_SHGC_0.41 | Glass_4313_LayerAvg | Layer 2: Gap_1_W_0_0127; Layer 3: Glass_102_LayerAvg
126 | Window_U_0.51_SHGC_0.25 | Glass_1576_LayerAvg | Layer 2: Gap_1_W_0_0090; Layer 3: Glass_102_LayerAvg
127 | Window_U_0.54_SHGC_0.25 | Glass_1576_LayerAvg | Layer 2: Gap_1_W_0_0070; Layer 3: Glass_102_LayerAvg
128 | Window_U_0.56_SHGC_0.25 | Glass_1576_LayerAvg | Layer 2: Gap_1_W_0_0060; Layer 3: Glass_102_LayerAvg
129 | Window_U_0.59_SHGC_0.25 | Glass_1576_LayerAvg | Layer 2: Gap_1_W_0_0048; Layer 3: Glass_102_LayerAvg
130 | Window_U_0.58_SHGC_0.25 | Glass_1576_LayerAvg | Layer 2: Gap_1_W_0_0052; Layer 3: Glass_102_LayerAvg

## surfaces_detailed
| Name | Surface Type | Construction Name | Zone Name | Surface Area
0 | Floor 1 Anesthesia Slab | Floor | ext_slab_8in_with_carpet | Floor 1 Anesthesia | 10.0335
1 | 4161C8 | Wall | int_wall | Floor 1 Anesthesia | 11.1484
2 | DDCF3E | Ceiling | int_slab_ceiling | Floor 1 Anesthesia | 2.2297
3 | 1AD133 | Wall | int_wall | Floor 1 Anesthesia | 8.3613
4 | 330DF9 | Wall | int_wall | Floor 1 Anesthesia | 11.1484
5 | 481E71 | Wall | nonres_ext_wall | Floor 1 Anesthesia | 8.3613
6 | BE1AE1 | Ceiling | int_slab_ceiling | Floor 1 Anesthesia | 7.8039
7 | Floor 1 Bio Haz Slab | Floor | ext_slab_8in_with_carpet | Floor 1 Bio Haz | 5.2026
8 | 70DAD1 | Wall | int_wall | Floor 1 Bio Haz | 7.4322
9 | 32CC19 | Wall | int_wall | Floor 1 Bio Haz | 7.4322
10 | F6F6C6 | Ceiling | int_slab_ceiling | Floor 1 Bio Haz | 5.2026
11 | BBEE0B | Wall | int_wall | Floor 1 Bio Haz | 6.5032
12 | F951A6 | Wall | int_wall | Floor 1 Bio Haz | 6.5032
13 | Floor 1 Cafe Slab | Floor | ext_slab_8in_with_carpet | Floor 1 Cafe | 39.0193
14 | 4783F2 | Ceiling | int_slab_ceiling | Floor 1 Cafe | 39.0193
15 | 5F762C | Wall | nonres_ext_wall | Floor 1 Cafe | 18.5806
16 | 4507E9 | Wall | int_wall | Floor 1 Cafe | 18.5806
17 | C48E94 | Wall | int_wall | Floor 1 Cafe | 12.0774
18 | 6B31A8 | Wall | int_wall | Floor 1 Cafe | 19.5096
19 | 368E02 | Wall | int_wall | Floor 1 Cafe | 7.4322
20 | Floor 1 Clean Slab | Floor | ext_slab_8in_with_carpet | Floor 1 Clean | 11.7058
21 | EA8FA7 | Wall | int_wall | Floor 1 Clean | 8.3613
22 | FE7511 | Wall | int_wall | Floor 1 Clean | 8.3613
23 | EC2478 | Ceiling | int_slab_ceiling | Floor 1 Clean | 0.46452
24 | 59E0E4 | Wall | int_wall | Floor 1 Clean | 13.0064
25 | 7949FA | Wall | int_wall | Floor 1 Clean | 13.0064
26 | 1B4EDC | Ceiling | int_slab_ceiling | Floor 1 Clean | 0.37161
27 | D1AFC9 | Ceiling | int_slab_ceiling | Floor 1 Clean | 5.8529
28 | 442699 | Ceiling | int_slab_ceiling | Floor 1 Clean | 5.0168
29 | Floor 1 Clean Work Slab | Floor | ext_slab_8in_with_carpet | Floor 1 Clean Work | 15.329
30 | FD8CF2 | Wall | int_wall | Floor 1 Clean Work | 13.9355
31 | 8E9267 | Ceiling | int_slab_ceiling | Floor 1 Clean Work | 6.5032
32 | 49DA86 | Wall | int_wall | Floor 1 Clean Work | 10.2193
33 | 619EE6 | Wall | int_wall | Floor 1 Clean Work | 10.2193
34 | B551AD | Wall | int_wall | Floor 1 Clean Work | 13.9355
35 | BB097B | Ceiling | int_slab_ceiling | Floor 1 Clean Work | 3.2516
36 | 2E1FB7 | Ceiling | int_slab_ceiling | Floor 1 Clean Work | 5.5742
37 | Floor 1 Dictation Slab | Floor | ext_slab_8in_with_carpet | Floor 1 Dictation | 11.7058
38 | 94A56A | Wall | int_wall | Floor 1 Dictation | 8.3613
39 | 4A854B | Wall | int_wall | Floor 1 Dictation | 13.0064
40 | 8594D3 | Wall | int_wall | Floor 1 Dictation | 8.3613
41 | 86244A | Wall | int_wall | Floor 1 Dictation | 13.0064
42 | 672F1E | Ceiling | int_slab_ceiling | Floor 1 Dictation | 0.83613
43 | A7115C | Ceiling | int_slab_ceiling | Floor 1 Dictation | 5.8529
44 | AF27F8 | Ceiling | int_slab_ceiling | Floor 1 Dictation | 5.0168
45 | Floor 1 Dressing Room Slab | Floor | ext_slab_8in_with_carpet | Floor 1 Dressing Room | 4.1806
46 | 5DACB5 | Ceiling | int_slab_ceiling | Floor 1 Dressing Room | 4.1806
47 | 256F02 | Wall | int_wall | Floor 1 Dressing Room | 4.6452
48 | DE027F | Wall | int_wall | Floor 1 Dressing Room | 4.6452
49 | 84FB73 | Wall | nonres_ext_wall | Floor 1 Dressing Room | 8.3613
50 | CC17E8 | Wall | int_wall | Floor 1 Dressing Room | 8.3613
51 | Floor 1 Electrical Room Slab | Floor | ext_slab_8in_with_carpet | Floor 1 Electrical Room | 9.1045
52 | 9879B2 | Wall | int_wall | Floor 1 Electrical Room | 6.5032
53 | 2D53AC | Wall | int_wall | Floor 1 Electrical Room | 13.0064
54 | 7F5C82 | Wall | nonres_ext_wall | Floor 1 Electrical Room | 6.5032
55 | D7AC92 | Ceiling | int_slab_ceiling | Floor 1 Electrical Room | 9.1045
56 | E82152 | Wall | int_wall | Floor 1 Electrical Room | 13.0064
57 | Floor 1 Elevator Pump Room Slab | Floor | ext_slab_8in_with_carpet | Floor 1 Elevator Pump Room | 8.4542
58 | DF9D5D | Ceiling | int_slab_ceiling | Floor 1 Elevator Pump Room | 5.8529
59 | F99476 | Wall | int_wall | Floor 1 Elevator Pump Room | 8.3613
60 | C732B0 | Wall | nonres_ext_wall | Floor 1 Elevator Pump Room | 12.0774
61 | 9926F7 | Wall | int_wall | Floor 1 Elevator Pump Room | 6.5032
62 | E02487 | Wall | nonres_ext_wall | Floor 1 Elevator Pump Room | 6.5032
63 | B45B50 | Wall | int_wall | Floor 1 Elevator Pump Room | 3.7161
64 | 827528 | Ceiling | int_slab_ceiling | Floor 1 Elevator Pump Room | 2.6013
65 | Floor 1 Humid Slab | Floor | ext_slab_8in_with_carpet | Floor 1 Humid | 5.0168
66 | 758B3C | Wall | int_wall | Floor 1 Humid | 5.5742
67 | D21333 | Ceiling | int_slab_ceiling | Floor 1 Humid | 5.0168
68 | A7F46C | Wall | int_wall | Floor 1 Humid | 5.5742
69 | 3F71D3 | Wall | int_wall | Floor 1 Humid | 8.3613
70 | 8BB36F | Wall | int_wall | Floor 1 Humid | 8.3613
71 | Floor 1 IT Hall Slab | Floor | ext_slab_8in_with_carpet | Floor 1 IT Hall | 13.0064
72 | FEC1E3 | Wall | int_wall | Floor 1 IT Hall | 26.0129
73 | 5D9E95 | Wall | int_wall | Floor 1 IT Hall | 6.5032
74 | F4D6DD | Wall | int_wall | Floor 1 IT Hall | 4.6452
75 | FB17DD | Ceiling | int_slab_ceiling | Floor 1 IT Hall | 3.2516
76 | FB87D3 | Wall | int_wall | Floor 1 IT Hall | 4.6452
77 | 445A39 | Wall | int_wall | Floor 1 IT Hall | 6.5032
78 | 3A6904 | Wall | int_wall | Floor 1 IT Hall | 13.0064
79 | 8A2F34 | Ceiling | int_slab_ceiling | Floor 1 IT Hall | 2.7871
80 | 9A5B84 | Ceiling | int_slab_ceiling | Floor 1 IT Hall | 6.9677
81 | Floor 1 IT Room Slab | Floor | ext_slab_8in_with_carpet | Floor 1 IT Room | 10.4051
82 | 2CF0AA | Wall | int_wall | Floor 1 IT Room | 13.0064
83 | 307901 | Wall | int_wall | Floor 1 IT Room | 7.4322
84 | C732D4 | Ceiling | int_slab_ceiling | Floor 1 IT Room | 10.4051
85 | FA769A | Wall | int_wall | Floor 1 IT Room | 7.4322
86 | 319A6B | Wall | int_wall | Floor 1 IT Room | 13.0064
87 | Floor 1 Lobby Slab | Floor | ext_slab_8in_with_carpet | Floor 1 Lobby | 57.7857
88 | 822161 | Wall | int_wall | Floor 1 Lobby | 7.4322
89 | 43A2A2 | Wall | int_wall | Floor 1 Lobby | 18.5806
90 | 6FB351 | Wall | int_wall | Floor 1 Lobby | 6.5032
91 | 8134C2 | Wall | int_wall | Floor 1 Lobby | 1.8581
92 | 102EC4 | Wall | int_wall | Floor 1 Lobby | 5.5742
93 | D647E0 | Ceiling | int_slab_ceiling | Floor 1 Lobby | 6.689
94 | BAD27A | Wall | int_wall | Floor 1 Lobby | 11.1484
95 | 5D8FAF | Wall | int_wall | Floor 1 Lobby | 3.7161
96 | 46E87C | Wall | int_wall | Floor 1 Lobby | 7.4322
97 | 3145CA | Wall | int_wall | Floor 1 Lobby | 12.0774
98 | 73E892 | Wall | int_wall | Floor 1 Lobby | 1.8581
99 | 4418C4 | Wall | int_wall | Floor 1 Lobby | 20.4387
100 | FE5A3C | Wall | nonres_ext_wall | Floor 1 Lobby | 20.4387
101 | 4911A5 | Wall | int_wall | Floor 1 Lobby | 11.1484
102 | BFB8E1 | Ceiling | int_slab_ceiling | Floor 1 Lobby | 33.2593
103 | 78FEE8 | Ceiling | int_slab_ceiling | Floor 1 Lobby | 17.8374
104 | Floor 1 Lobby Hall Slab | Floor | ext_slab_8in_with_carpet | Floor 1 Lobby Hall | 22.2967
105 | A6D45E | Wall | int_wall | Floor 1 Lobby Hall | 18.5806
106 | F7F8BA | Wall | int_wall | Floor 1 Lobby Hall | 11.1484
107 | D60B94 | Ceiling | int_slab_ceiling | Floor 1 Lobby Hall | 11.1484
108 | 34019D | Wall | int_wall | Floor 1 Lobby Hall | 18.5806
109 | 72A819 | Wall | int_wall | Floor 1 Lobby Hall | 11.1484
110 | B7E9B3 | Ceiling | int_slab_ceiling | Floor 1 Lobby Hall | 5.5742
111 | 690A91 | Ceiling | int_slab_ceiling | Floor 1 Lobby Hall | 5.5742
112 | Floor 1 Lobby Toilet Slab | Floor | ext_slab_8in_with_carpet | Floor 1 Lobby Toilet | 5.0168
113 | 9BB388 | Ceiling | int_slab_ceiling | Floor 1 Lobby Toilet | 5.0168
114 | 9FF31D | Wall | int_wall | Floor 1 Lobby Toilet | 5.5742
115 | 9D87EC | Wall | nonres_ext_wall | Floor 1 Lobby Toilet | 5.5742
116 | F23EB6 | Wall | int_wall | Floor 1 Lobby Toilet | 8.3613
117 | 7F6FC2 | Wall | int_wall | Floor 1 Lobby Toilet | 6.5032
118 | 88CB69 | Wall | int_wall | Floor 1 Lobby Toilet | 1.8581
119 | Floor 1 Locker Room Slab | Floor | ext_slab_8in_with_carpet | Floor 1 Locker Room | 61.316
120 | 7B1677 | Ceiling | int_slab_ceiling | Floor 1 Locker Room | 8.3613
121 | E9F3F6 | Wall | int_wall | Floor 1 Locker Room | 13.9355
122 | A9C27A | Wall | int_wall | Floor 1 Locker Room | 20.4387
123 | F629C1 | Wall | nonres_ext_wall | Floor 1 Locker Room | 20.4387
124 | 962DB5 | Wall | int_wall | Floor 1 Locker Room | 27.8709
125 | 92E22C | Wall | int_wall | Floor 1 Locker Room | 13.9355
126 | 21C5E8 | Ceiling | int_slab_ceiling | Floor 1 Locker Room | 25.0838
127 | FDCEC5 | Ceiling | int_slab_ceiling | Floor 1 Locker Room | 2.7871
128 | C1F15F | Ceiling | int_slab_ceiling | Floor 1 Locker Room | 13.378
129 | 1E6611 | Ceiling | int_slab_ceiling | Floor 1 Locker Room | 11.7058
130 | Floor 1 Locker Room Hall Slab | Floor | ext_slab_8in_with_carpet | Floor 1 Locker Room Hall | 46.0799
131 | 35028C | Wall | int_wall | Floor 1 Locker Room Hall | 7.4322
132 | 1891E7 | Ceiling | int_slab_ceiling | Floor 1 Locker Room Hall | 1.951
133 | 852027 | Wall | int_wall | Floor 1 Locker Room Hall | 7.4322
134 | EBFE47 | Wall | int_wall | Floor 1 Locker Room Hall | 26.0129
135 | D9965C | Wall | int_wall | Floor 1 Locker Room Hall | 12.0774
136 | 71783C | Wall | int_wall | Floor 1 Locker Room Hall | 6.5032
137 | D8C098 | Wall | int_wall | Floor 1 Locker Room Hall | 8.3613
138 | 66D163 | Wall | int_wall | Floor 1 Locker Room Hall | 30.658
139 | 8D03E8 | Wall | int_wall | Floor 1 Locker Room Hall | 20.4387
140 | 9A0DF2 | Wall | int_wall | Floor 1 Locker Room Hall | 11.1484
141 | BD75DE | Ceiling | int_slab_ceiling | Floor 1 Locker Room Hall | 28.7999
142 | 3137C4 | Ceiling | int_slab_ceiling | Floor 1 Locker Room Hall | 1.6723
143 | C8F2F1 | Ceiling | int_slab_ceiling | Floor 1 Locker Room Hall | 6.689
144 | 6B171C | Ceiling | int_slab_ceiling | Floor 1 Locker Room Hall | 1.6723
145 | 86C171 | Ceiling | int_slab_ceiling | Floor 1 Locker Room Hall | 5.0168
146 | C605B5 | Ceiling | int_slab_ceiling | Floor 1 Locker Room Hall | 0.27871
147 | Floor 1 Lounge Slab | Floor | ext_slab_8in_with_carpet | Floor 1 Lounge | 33.4451
148 | 7B9EEC | Ceiling | int_slab_ceiling | Floor 1 Lounge | 25.0838
149 | 18AFE3 | Wall | int_wall | Floor 1 Lounge | 11.1484
150 | 761D33 | Wall | int_wall | Floor 1 Lounge | 27.8709
151 | 9C0202 | Wall | int_wall | Floor 1 Lounge | 11.1484
152 | 29BD5F | Wall | int_wall | Floor 1 Lounge | 15.7935
153 | 897BAF | Wall | int_wall | Floor 1 Lounge | 7.4322
154 | 3E6044 | Wall | int_wall | Floor 1 Lounge | 4.6452
155 | B04E85 | Ceiling | int_slab_ceiling | Floor 1 Lounge | 8.3613
156 | Floor 1 Med Gas Slab | Floor | ext_slab_8in_with_carpet | Floor 1 Med Gas | 5.2026
157 | A4B378 | Wall | int_wall | Floor 1 Med Gas | 7.4322
158 | 72BCFE | Wall | int_wall | Floor 1 Med Gas | 6.5032
159 | Floor 1 Med Gas Roof | Roof | nonres_roof | Floor 1 Med Gas | 5.2026
160 | E85BB5 | Wall | nonres_ext_wall | Floor 1 Med Gas | 7.4322
161 | 577FC1 | Wall | nonres_ext_wall | Floor 1 Med Gas | 6.5032
162 | Floor 1 MRI Control Room Slab | Floor | ext_slab_8in_with_carpet | Floor 1 MRI Control Room | 15.6077
163 | F0B690 | Wall | int_wall | Floor 1 MRI Control Room | 16.7225
164 | D2C53A | Wall | int_wall | Floor 1 MRI Control Room | 2.7871
165 | BFD4BB | Wall | int_wall | Floor 1 MRI Control Room | 7.4322
166 | C114C1 | Wall | nonres_ext_wall | Floor 1 MRI Control Room | 4.6452
167 | 290CAB | Ceiling | int_slab_ceiling | Floor 1 MRI Control Room | 15.6077
168 | 92A2CB | Wall | int_wall | Floor 1 MRI Control Room | 14.8645
169 | 1EC3A0 | Wall | int_wall | Floor 1 MRI Control Room | 4.6452
170 | E66ECE | Wall | int_wall | Floor 1 MRI Control Room | 2.7871
171 | Floor 1 MRI Hall Slab | Floor | ext_slab_8in_with_carpet | Floor 1 MRI Hall | 13.6567
172 | 824665 | Wall | int_wall | Floor 1 MRI Hall | 5.5742
173 | 68F53B | Wall | int_wall | Floor 1 MRI Hall | 7.4322
174 | 27B0D7 | Wall | int_wall | Floor 1 MRI Hall | 2.7871
175 | 90FDA9 | Wall | int_wall | Floor 1 MRI Hall | 2.7871
176 | 5CB500 | Ceiling | int_slab_ceiling | Floor 1 MRI Hall | 13.6567
177 | 91DE28 | Wall | int_wall | Floor 1 MRI Hall | 6.5032
178 | A8DB72 | Wall | int_wall | Floor 1 MRI Hall | 8.3613
179 | 8A30DD | Wall | int_wall | Floor 1 MRI Hall | 3.7161
180 | 596DE0 | Wall | int_wall | Floor 1 MRI Hall | 5.5742
181 | B92155 | Wall | int_wall | Floor 1 MRI Hall | 9.2903
182 | Floor 1 MRI Room Slab | Floor | ext_slab_8in_with_carpet | Floor 1 MRI Room | 40.8773
183 | 2FAF44 | Wall | int_wall | Floor 1 MRI Room | 13.9355
184 | A78253 | Wall | int_wall | Floor 1 MRI Room | 16.7225
185 | E5BC3F | Wall | int_wall | Floor 1 MRI Room | 20.4387
186 | 803791 | Ceiling | int_slab_ceiling | Floor 1 MRI Room | 40.8773
187 | 867BBB | Wall | int_wall | Floor 1 MRI Room | 18.5806
188 | F3084E | Wall | int_wall | Floor 1 MRI Room | 1.8581
189 | BA91C7 | Wall | int_wall | Floor 1 MRI Room | 6.5032
190 | Floor 1 MRI Toilet Slab | Floor | ext_slab_8in_with_carpet | Floor 1 MRI Toilet | 5.0168
191 | ADB8D0 | Wall | nonres_ext_wall | Floor 1 MRI Toilet | 5.5742
192 | 388F10 | Ceiling | int_slab_ceiling | Floor 1 MRI Toilet | 5.0168
193 | 30DB21 | Wall | int_wall | Floor 1 MRI Toilet | 8.3613
194 | C9D24D | Wall | int_wall | Floor 1 MRI Toilet | 5.5742
195 | 4ED109 | Wall | int_wall | Floor 1 MRI Toilet | 4.6452
196 | 24139C | Wall | int_wall | Floor 1 MRI Toilet | 3.7161
197 | Floor 1 Nourishment Slab | Floor | ext_slab_8in_with_carpet | Floor 1 Nourishment | 16.9084
198 | 4E5019 | Ceiling | int_slab_ceiling | Floor 1 Nourishment | 0.65032
199 | 855191 | Wall | int_wall | Floor 1 Nourishment | 13.0064
200 | C0F51F | Wall | int_wall | Floor 1 Nourishment | 6.5032
201 | A59907 | Wall | int_wall | Floor 1 Nourishment | 6.5032
202 | 28DE5A | Wall | int_wall | Floor 1 Nourishment | 24.1548
203 | 58B6B6 | Wall | int_wall | Floor 1 Nourishment | 5.5742
204 | 725D3E | Wall | int_wall | Floor 1 Nourishment | 5.5742
205 | E8F02D | Ceiling | int_slab_ceiling | Floor 1 Nourishment | 0.55742
206 | 6ECCF3 | Ceiling | int_slab_ceiling | Floor 1 Nourishment | 0.092903
207 | AA1F5C | Ceiling | int_slab_ceiling | Floor 1 Nourishment | 3.9019
208 | F665B1 | Ceiling | int_slab_ceiling | Floor 1 Nourishment | 11.7058
209 | Floor 1 Nurse Hall Slab | Floor | ext_slab_8in_with_carpet | Floor 1 Nurse Hall | 46.0799
210 | C75191 | Ceiling | int_slab_ceiling | Floor 1 Nurse Hall | 0.74322
211 | 6822BB | Wall | int_wall | Floor 1 Nurse Hall | 7.4322
212 | 825233 | Wall | int_wall | Floor 1 Nurse Hall | 13.9355
213 | 86A28D | Wall | int_wall | Floor 1 Nurse Hall | 7.4322
214 | C92A6E | Wall | int_wall | Floor 1 Nurse Hall | 7.4322
215 | 114EC6 | Wall | int_wall | Floor 1 Nurse Hall | 8.3613
216 | 9EB05A | Wall | int_wall | Floor 1 Nurse Hall | 5.5742
217 | 7434CD | Wall | int_wall | Floor 1 Nurse Hall | 11.1484
218 | 344D34 | Wall | int_wall | Floor 1 Nurse Hall | 26.9419
219 | 59CEFB | Wall | int_wall | Floor 1 Nurse Hall | 41.8064
220 | 92E327 | Ceiling | int_slab_ceiling | Floor 1 Nurse Hall | 13.378
221 | 7F6B1B | Ceiling | int_slab_ceiling | Floor 1 Nurse Hall | 17.8374
222 | 4A49C1 | Ceiling | int_slab_ceiling | Floor 1 Nurse Hall | 4.4593
223 | 8F5FFC | Ceiling | int_slab_ceiling | Floor 1 Nurse Hall | 4.4593
224 | DDBA1E | Ceiling | int_slab_ceiling | Floor 1 Nurse Hall | 5.2026
225 | Floor 1 Nurse Janitor Slab | Floor | ext_slab_8in_with_carpet | Floor 1 Nurse Janitor | 5.0168
226 | 4E3BB5 | Wall | int_wall | Floor 1 Nurse Janitor | 8.3613
227 | 415590 | Wall | int_wall | Floor 1 Nurse Janitor | 5.5742
228 | D9F81F | Wall | int_wall | Floor 1 Nurse Janitor | 5.5742
229 | 2CB843 | Ceiling | int_slab_ceiling | Floor 1 Nurse Janitor | 0.83613
230 | E1B4BB | Wall | int_wall | Floor 1 Nurse Janitor | 8.3613
231 | E2AB17 | Ceiling | int_slab_ceiling | Floor 1 Nurse Janitor | 4.1806
232 | Floor 1 Nurse Station Slab | Floor | ext_slab_8in_with_carpet | Floor 1 Nurse Station | 24.2477
233 | 464A53 | Wall | int_wall | Floor 1 Nurse Station | 8.3613
234 | FE5062 | Wall | int_wall | Floor 1 Nurse Station | 8.3613
235 | BD4B70 | Ceiling | int_slab_ceiling | Floor 1 Nurse Station | 0.83613
236 | 4A07CD | Wall | int_wall | Floor 1 Nurse Station | 26.9419
237 | EE0803 | Wall | int_wall | Floor 1 Nurse Station | 8.3613
238 | DFDE4F | Wall | int_wall | Floor 1 Nurse Station | 12.0774
239 | A452BE | Wall | int_wall | Floor 1 Nurse Station | 6.5032
240 | A0117C | Ceiling | int_slab_ceiling | Floor 1 Nurse Station | 15.0503
241 | 52F395 | Ceiling | int_slab_ceiling | Floor 1 Nurse Station | 3.3445
242 | AA2E8F | Ceiling | int_slab_ceiling | Floor 1 Nurse Station | 5.0168
243 | Floor 1 Nurse Toilet Slab | Floor | ext_slab_8in_with_carpet | Floor 1 Nurse Toilet | 5.0168
244 | 156F92 | Ceiling | int_slab_ceiling | Floor 1 Nurse Toilet | 5.0168
245 | CA6EDA | Wall | int_wall | Floor 1 Nurse Toilet | 8.3613
246 | 5EB34C | Wall | int_wall | Floor 1 Nurse Toilet | 5.5742
247 | 5CD67D | Wall | int_wall | Floor 1 Nurse Toilet | 8.3613
248 | E5CB03 | Wall | int_wall | Floor 1 Nurse Toilet | 5.5742
249 | Floor 1 Office Slab | Floor | ext_slab_8in_with_carpet | Floor 1 Office | 44.8722
250 | B754EC | Ceiling | int_slab_ceiling | Floor 1 Office | 9.7548
251 | 361D65 | Wall | int_wall | Floor 1 Office | 10.2193
252 | 2B5816 | Wall | int_wall | Floor 1 Office | 21.3677
253 | 7B67EC | Wall | int_wall | Floor 1 Office | 4.6452
254 | 7E0561 | Wall | int_wall | Floor 1 Office | 21.3677
255 | 4E24F1 | Wall | int_wall | Floor 1 Office | 9.2903
256 | 8259AE | Wall | int_wall | Floor 1 Office | 14.8645
257 | 621A74 | Ceiling | int_slab_ceiling | Floor 1 Office | 15.0503
258 | 28F0DE | Ceiling | int_slab_ceiling | Floor 1 Office | 20.0671
259 | Floor 1 Operating Room 1 Slab | Floor | ext_slab_8in_with_carpet | Floor 1 Operating Room 1 | 42.7354
260 | 879583 | Wall | nonres_ext_wall | Floor 1 Operating Room 1 | 18.5806
261 | 83A098 | Wall | int_wall | Floor 1 Operating Room 1 | 21.3677
262 | E326E4 | Wall | nonres_ext_wall | Floor 1 Operating Room 1 | 21.3677
263 | E648BC | Ceiling | int_slab_ceiling | Floor 1 Operating Room 1 | 22.2967
264 | 575A7B | Wall | int_wall | Floor 1 Operating Room 1 | 13.0064
265 | 7E9E26 | Wall | int_wall | Floor 1 Operating Room 1 | 5.5742
266 | FFE052 | Ceiling | int_slab_ceiling | Floor 1 Operating Room 1 | 14.3071
267 | 611A3F | Ceiling | int_slab_ceiling | Floor 1 Operating Room 1 | 6.1316
268 | Floor 1 Operating Room 2 Slab | Floor | ext_slab_8in_with_carpet | Floor 1 Operating Room 2 | 44.5935
269 | 9C6F66 | Wall | int_wall | Floor 1 Operating Room 2 | 5.5742
270 | 1D96D7 | Wall | nonres_ext_wall | Floor 1 Operating Room 2 | 22.2967
271 | A2AAC5 | Wall | int_wall | Floor 1 Operating Room 2 | 5.5742
272 | 1747DE | Wall | int_wall | Floor 1 Operating Room 2 | 22.2967
273 | 726F67 | Ceiling | int_slab_ceiling | Floor 1 Operating Room 2 | 13.378
274 | F4C599 | Wall | int_wall | Floor 1 Operating Room 2 | 13.0064
275 | 964F72 | Wall | int_wall | Floor 1 Operating Room 2 | 13.0064
276 | 406D70 | Ceiling | int_slab_ceiling | Floor 1 Operating Room 2 | 19.5096
277 | 368A44 | Ceiling | int_slab_ceiling | Floor 1 Operating Room 2 | 11.7058
278 | Floor 1 Operating Room 3 Slab | Floor | ext_slab_8in_with_carpet | Floor 1 Operating Room 3 | 44.2218
279 | 8F1C77 | Ceiling | int_slab_ceiling | Floor 1 Operating Room 3 | 1.3006
280 | 9E12D4 | Wall | int_wall | Floor 1 Operating Room 3 | 15.7935
281 | FD0958 | Wall | int_wall | Floor 1 Operating Room 3 | 26.0129
282 | AE206C | Wall | int_wall | Floor 1 Operating Room 3 | 26.0129
283 | 966665 | Wall | int_wall | Floor 1 Operating Room 3 | 2.7871
284 | 52CA89 | Wall | int_wall | Floor 1 Operating Room 3 | 13.0064
285 | 18AD08 | Ceiling | int_slab_ceiling | Floor 1 Operating Room 3 | 9.4761
286 | 69AE66 | Ceiling | int_slab_ceiling | Floor 1 Operating Room 3 | 5.2026
287 | CF6C6E | Ceiling | int_slab_ceiling | Floor 1 Operating Room 3 | 4.5522
288 | 678B62 | Ceiling | int_slab_ceiling | Floor 1 Operating Room 3 | 23.6903
289 | Floor 1 PACU Slab | Floor | ext_slab_8in_with_carpet | Floor 1 PACU | 10.0335
290 | 2B4DBD | Wall | int_wall | Floor 1 PACU | 2.7871
291 | FCD8D2 | Wall | int_wall | Floor 1 PACU | 8.3613
292 | 995832 | Ceiling | int_slab_ceiling | Floor 1 PACU | 10.0335
293 | F740DF | Wall | int_wall | Floor 1 PACU | 11.1484
294 | 446771 | Wall | int_wall | Floor 1 PACU | 8.3613
295 | A2F014 | Wall | int_wall | Floor 1 PACU | 8.3613
296 | Floor 1 Pre-Op Hall Slab | Floor | ext_slab_8in_with_carpet | Floor 1 Pre-Op Hall | 49.0528
297 | 33A280 | Wall | int_wall | Floor 1 Pre-Op Hall | 21.3677
298 | 388CB3 | Ceiling | int_slab_ceiling | Floor 1 Pre-Op Hall | 5.0168
299 | BABBB4 | Wall | int_wall | Floor 1 Pre-Op Hall | 7.4322
300 | F9B592 | Wall | int_wall | Floor 1 Pre-Op Hall | 7.4322
301 | 6E46A9 | Wall | int_wall | Floor 1 Pre-Op Hall | 7.4322
302 | BA8FF7 | Wall | int_wall | Floor 1 Pre-Op Hall | 8.3613
303 | 25B45C | Wall | int_wall | Floor 1 Pre-Op Hall | 24.1548
304 | 592524 | Wall | int_wall | Floor 1 Pre-Op Hall | 7.4322
305 | EAACE4 | Wall | int_wall | Floor 1 Pre-Op Hall | 13.9355
306 | 3AE420 | Wall | int_wall | Floor 1 Pre-Op Hall | 7.4322
307 | 414FE2 | Wall | int_wall | Floor 1 Pre-Op Hall | 19.5096
308 | DEAC23 | Wall | int_wall | Floor 1 Pre-Op Hall | 7.4322
309 | 22DAE3 | Wall | int_wall | Floor 1 Pre-Op Hall | 5.5742
310 | FB3834 | Ceiling | int_slab_ceiling | Floor 1 Pre-Op Hall | 8.3613
311 | 343C52 | Ceiling | int_slab_ceiling | Floor 1 Pre-Op Hall | 13.378
312 | E63CF4 | Ceiling | int_slab_ceiling | Floor 1 Pre-Op Hall | 4.4593
313 | D6D2A5 | Ceiling | int_slab_ceiling | Floor 1 Pre-Op Hall | 4.4593
314 | 83172E | Ceiling | int_slab_ceiling | Floor 1 Pre-Op Hall | 8.3613
315 | 8FE324 | Ceiling | int_slab_ceiling | Floor 1 Pre-Op Hall | 5.0168
316 | Floor 1 Pre-Op Room 1 Slab | Floor | ext_slab_8in_with_carpet | Floor 1 Pre-Op Room 1 | 17.5587
317 | 4DA0F5 | Wall | int_wall | Floor 1 Pre-Op Room 1 | 8.3613
318 | 3C43B2 | Ceiling | int_slab_ceiling | Floor 1 Pre-Op Room 1 | 9.1974
319 | 8F966C | Wall | int_wall | Floor 1 Pre-Op Room 1 | 15.7935
320 | FA21EE | Wall | int_wall | Floor 1 Pre-Op Room 1 | 8.3613
321 | 5B255F | Wall | int_wall | Floor 1 Pre-Op Room 1 | 19.5096
322 | 84418A | Wall | nonres_ext_wall | Floor 1 Pre-Op Room 1 | 3.7161
323 | BC6EE7 | Ceiling | int_slab_ceiling | Floor 1 Pre-Op Room 1 | 3.3445
324 | 363652 | Ceiling | int_slab_ceiling | Floor 1 Pre-Op Room 1 | 5.0168
325 | Floor 1 Pre-Op Room 2 Slab | Floor | ext_slab_8in_with_carpet | Floor 1 Pre-Op Room 2 | 31.4012
326 | 39AFEA | Ceiling | int_slab_ceiling | Floor 1 Pre-Op Room 2 | 0.092903
327 | 551E65 | Wall | int_wall | Floor 1 Pre-Op Room 2 | 24.1548
328 | 8C3884 | Wall | int_wall | Floor 1 Pre-Op Room 2 | 12.0774
329 | 9853A2 | Wall | int_wall | Floor 1 Pre-Op Room 2 | 24.1548
330 | 7AE5B9 | Wall | int_wall | Floor 1 Pre-Op Room 2 | 12.0774
331 | CABD0E | Ceiling | int_slab_ceiling | Floor 1 Pre-Op Room 2 | 1.2077
332 | AF38CF | Ceiling | int_slab_ceiling | Floor 1 Pre-Op Room 2 | 1.1148
333 | C0A312 | Ceiling | int_slab_ceiling | Floor 1 Pre-Op Room 2 | 7.2464
334 | 661D88 | Ceiling | int_slab_ceiling | Floor 1 Pre-Op Room 2 | 18.3948
335 | AFFD01 | Ceiling | int_slab_ceiling | Floor 1 Pre-Op Room 2 | 3.3445
336 | Floor 1 Pre-Op Toilet Slab | Floor | ext_slab_8in_with_carpet | Floor 1 Pre-Op Toilet | 5.0168
337 | 97616F | Ceiling | int_slab_ceiling | Floor 1 Pre-Op Toilet | 5.0168
338 | 2DEB73 | Wall | int_wall | Floor 1 Pre-Op Toilet | 8.3613
339 | 7D08C0 | Wall | int_wall | Floor 1 Pre-Op Toilet | 5.5742
340 | 36E420 | Wall | int_wall | Floor 1 Pre-Op Toilet | 8.3613
341 | 1535AC | Wall | nonres_ext_wall | Floor 1 Pre-Op Toilet | 5.5742
342 | Floor 1 Procedure Room Slab | Floor | ext_slab_8in_with_carpet | Floor 1 Procedure Room | 26.4774
343 | 95486C | Wall | int_wall | Floor 1 Procedure Room | 8.3613
344 | EAE60F | Wall | int_wall | Floor 1 Procedure Room | 10.2193
345 | 6D2616 | Wall | nonres_ext_wall | Floor 1 Procedure Room | 17.6516
346 | 704EC3 | Wall | int_wall | Floor 1 Procedure Room | 13.9355
347 | 673317 | Ceiling | int_slab_ceiling | Floor 1 Procedure Room | 6.9677
348 | E20721 | Wall | int_wall | Floor 1 Procedure Room | 5.5742
349 | FA9EF2 | Wall | int_wall | Floor 1 Procedure Room | 7.4322
350 | E5C1C9 | Ceiling | int_slab_ceiling | Floor 1 Procedure Room | 16.7225
351 | 79376C | Ceiling | int_slab_ceiling | Floor 1 Procedure Room | 2.7871
352 | Floor 1 Reception Slab | Floor | ext_slab_8in_with_carpet | Floor 1 Reception | 47.2876
353 | A02892 | Ceiling | int_slab_ceiling | Floor 1 Reception | 4.9239
354 | 6EA718 | Wall | int_wall | Floor 1 Reception | 13.9355
355 | 2730E5 | Wall | int_wall | Floor 1 Reception | 21.3677
356 | E608B9 | Wall | int_wall | Floor 1 Reception | 7.4322
357 | 25AB11 | Wall | int_wall | Floor 1 Reception | 4.6452
358 | 5A39B1 | Wall | int_wall | Floor 1 Reception | 15.7935
359 | 234734 | Wall | int_wall | Floor 1 Reception | 11.1484
360 | 57B162 | Wall | int_wall | Floor 1 Reception | 7.4322
361 | 7BB928 | Wall | int_wall | Floor 1 Reception | 19.5096
362 | 9114B7 | Ceiling | int_slab_ceiling | Floor 1 Reception | 13.378
363 | 700E69 | Ceiling | int_slab_ceiling | Floor 1 Reception | 28.9857
364 | A5A6A3 | Wall | nonres_ext_wall | Floor 1 Reception | 12.0774
365 | Floor 1 Reception Hall Slab | Floor | ext_slab_8in_with_carpet | Floor 1 Reception Hall | 11.8916
366 | 11E9BF | Wall | int_wall | Floor 1 Reception Hall | 7.4322
367 | 839A66 | Wall | int_wall | Floor 1 Reception Hall | 6.5032
368 | 68AAF3 | Ceiling | int_slab_ceiling | Floor 1 Reception Hall | 4.5522
369 | FE2C3E | Wall | int_wall | Floor 1 Reception Hall | 7.4322
370 | CD7BAD | Wall | int_wall | Floor 1 Reception Hall | 14.8645
371 | 6A1AB7 | Wall | int_wall | Floor 1 Reception Hall | 8.3613
372 | DE014E | Ceiling | int_slab_ceiling | Floor 1 Reception Hall | 5.8529
373 | 709E99 | Ceiling | int_slab_ceiling | Floor 1 Reception Hall | 1.4864
374 | Floor 1 Recovery Room Slab | Floor | ext_slab_8in_with_carpet | Floor 1 Recovery Room | 50.1676
375 | 28B002 | Wall | nonres_ext_wall | Floor 1 Recovery Room | 41.8064
376 | F4FE92 | Wall | int_wall | Floor 1 Recovery Room | 11.1484
377 | 66B6F7 | Wall | int_wall | Floor 1 Recovery Room | 11.1484
378 | C5ECA6 | Ceiling | int_slab_ceiling | Floor 1 Recovery Room | 12.2632
379 | 72C4ED | Wall | int_wall | Floor 1 Recovery Room | 41.8064
380 | 65D500 | Ceiling | int_slab_ceiling | Floor 1 Recovery Room | 26.7561
381 | AE5EBC | Ceiling | int_slab_ceiling | Floor 1 Recovery Room | 6.689
382 | 2A1A9E | Ceiling | int_slab_ceiling | Floor 1 Recovery Room | 4.4593
383 | Floor 1 Scheduling Slab | Floor | ext_slab_8in_with_carpet | Floor 1 Scheduling | 11.0555
384 | EA6DC8 | Wall | nonres_ext_wall | Floor 1 Scheduling | 6.5032
385 | 612A96 | Wall | int_wall | Floor 1 Scheduling | 15.7935
386 | BDC047 | Wall | int_wall | Floor 1 Scheduling | 6.5032
387 | 42E287 | Wall | int_wall | Floor 1 Scheduling | 15.7935
388 | 513564 | Ceiling | int_slab_ceiling | Floor 1 Scheduling | 3.9019
389 | 58F893 | Ceiling | int_slab_ceiling | Floor 1 Scheduling | 7.1535
390 | Floor 1 Scrub Slab | Floor | ext_slab_8in_with_carpet | Floor 1 Scrub | 7.8039
391 | 7816FD | Wall | int_wall | Floor 1 Scrub | 13.0064
392 | 1B2EF8 | Wall | int_wall | Floor 1 Scrub | 13.0064
393 | 24EAE3 | Wall | int_wall | Floor 1 Scrub | 5.5742
394 | 7008C0 | Ceiling | int_slab_ceiling | Floor 1 Scrub | 7.8039
395 | 9DB411 | Wall | int_wall | Floor 1 Scrub | 5.5742
396 | Floor 1 Soil Slab | Floor | ext_slab_8in_with_carpet | Floor 1 Soil | 11.7058
397 | 762F8C | Wall | int_wall | Floor 1 Soil | 2.7871
398 | 5D199F | Wall | int_wall | Floor 1 Soil | 2.7871
399 | ACADA4 | Wall | int_wall | Floor 1 Soil | 13.0064
400 | 4398AD | Wall | int_wall | Floor 1 Soil | 8.3613
401 | 4B54B4 | Ceiling | int_slab_ceiling | Floor 1 Soil | 0.83613
402 | 9E478E | Wall | int_wall | Floor 1 Soil | 5.5742
403 | 6B967C | Wall | int_wall | Floor 1 Soil | 10.2193
404 | 88D2F8 | Ceiling | int_slab_ceiling | Floor 1 Soil | 5.8529
405 | 7274F6 | Ceiling | int_slab_ceiling | Floor 1 Soil | 5.0168
406 | Floor 1 Soil Hold Slab | Floor | ext_slab_8in_with_carpet | Floor 1 Soil Hold | 5.2026
407 | A1087A | Wall | int_wall | Floor 1 Soil Hold | 7.4322
408 | 41CE25 | Wall | int_wall | Floor 1 Soil Hold | 7.4322
409 | 9A776E | Wall | int_wall | Floor 1 Soil Hold | 6.5032
410 | 9ABA5B | Wall | int_wall | Floor 1 Soil Hold | 6.5032
411 | 58A74A | Ceiling | int_slab_ceiling | Floor 1 Soil Hold | 4.4593
412 | D78A26 | Ceiling | int_slab_ceiling | Floor 1 Soil Hold | 0.74322
413 | Floor 1 Soil Work Slab | Floor | ext_slab_8in_with_carpet | Floor 1 Soil Work | 16.7225
414 | 37E2C7 | Wall | int_wall | Floor 1 Soil Work | 11.1484
415 | A44272 | Ceiling | int_slab_ceiling | Floor 1 Soil Work | 1.8581
416 | 23683B | Wall | int_wall | Floor 1 Soil Work | 13.9355
417 | CA9655 | Wall | int_wall | Floor 1 Soil Work | 2.7871
418 | 121DFF | Wall | int_wall | Floor 1 Soil Work | 13.9355
419 | FAE342 | Wall | int_wall | Floor 1 Soil Work | 8.3613
420 | B9DDBA | Ceiling | int_slab_ceiling | Floor 1 Soil Work | 5.5742
421 | 9EBF3E | Ceiling | int_slab_ceiling | Floor 1 Soil Work | 2.7871
422 | 903092 | Ceiling | int_slab_ceiling | Floor 1 Soil Work | 6.5032
423 | Floor 1 Step Down Slab | Floor | ext_slab_8in_with_carpet | Floor 1 Step Down | 27.8709
424 | 5FD018 | Wall | int_wall | Floor 1 Step Down | 7.4322
425 | 809229 | Wall | int_wall | Floor 1 Step Down | 11.1484
426 | FBDD49 | Ceiling | int_slab_ceiling | Floor 1 Step Down | 13.378
427 | B40F89 | Wall | nonres_ext_wall | Floor 1 Step Down | 11.1484
428 | 997723 | Wall | nonres_ext_wall | Floor 1 Step Down | 23.2258
429 | CA45DE | Wall | int_wall | Floor 1 Step Down | 8.3613
430 | 5B693D | Wall | int_wall | Floor 1 Step Down | 7.4322
431 | 4284B6 | Ceiling | int_slab_ceiling | Floor 1 Step Down | 6.689
432 | FCE842 | Ceiling | int_slab_ceiling | Floor 1 Step Down | 7.8039
433 | Floor 1 Sterile Hall Slab | Floor | ext_slab_8in_with_carpet | Floor 1 Sterile Hall | 57.2283
434 | 829DCE | Wall | int_wall | Floor 1 Sterile Hall | 13.0064
435 | E77E00 | Wall | int_wall | Floor 1 Sterile Hall | 21.3677
436 | CEC7BD | Wall | nonres_ext_wall | Floor 1 Sterile Hall | 7.4322
437 | 3179A6 | Ceiling | int_slab_ceiling | Floor 1 Sterile Hall | 8.9187
438 | 8C4FA5 | Wall | int_wall | Floor 1 Sterile Hall | 7.4322
439 | B3A518 | Wall | int_wall | Floor 1 Sterile Hall | 11.1484
440 | 44686F | Wall | int_wall | Floor 1 Sterile Hall | 7.4322
441 | 6A2C62 | Wall | int_wall | Floor 1 Sterile Hall | 11.1484
442 | A809DD | Wall | int_wall | Floor 1 Sterile Hall | 10.2193
443 | EE0E68 | Wall | int_wall | Floor 1 Sterile Hall | 11.1484
444 | 88AE01 | Wall | int_wall | Floor 1 Sterile Hall | 7.4322
445 | 2C9CF4 | Wall | int_wall | Floor 1 Sterile Hall | 13.0064
446 | 765EA5 | Wall | int_wall | Floor 1 Sterile Hall | 22.2967
447 | 2B370E | Wall | int_wall | Floor 1 Sterile Hall | 6.5032
448 | F30797 | Wall | int_wall | Floor 1 Sterile Hall | 8.3613
449 | 370DB2 | Ceiling | int_slab_ceiling | Floor 1 Sterile Hall | 5.2026
450 | 34B3F0 | Ceiling | int_slab_ceiling | Floor 1 Sterile Hall | 7.4322
451 | CEDA0D | Ceiling | int_slab_ceiling | Floor 1 Sterile Hall | 5.9458
452 | 4469CD | Ceiling | int_slab_ceiling | Floor 1 Sterile Hall | 13.378
453 | F62393 | Ceiling | int_slab_ceiling | Floor 1 Sterile Hall | 4.4593
454 | 340FB5 | Ceiling | int_slab_ceiling | Floor 1 Sterile Hall | 4.4593
455 | CDA7F8 | Ceiling | int_slab_ceiling | Floor 1 Sterile Hall | 7.4322
456 | Floor 1 Nurse Storage Slab | Floor | ext_slab_8in_with_carpet | Floor 1 Sterile Storage | 36.7896
457 | 8043B2 | Wall | int_wall | Floor 1 Sterile Storage | 8.3613
458 | 38F548 | Wall | int_wall | Floor 1 Sterile Storage | 11.1484
459 | C1737B | Ceiling | int_slab_ceiling | Floor 1 Sterile Storage | 10.2193
460 | 96662A | Wall | int_wall | Floor 1 Sterile Storage | 5.5742
461 | 1003C1 | Wall | int_wall | Floor 1 Sterile Storage | 30.658
462 | 863C6C | Wall | int_wall | Floor 1 Sterile Storage | 5.5742
463 | 808817 | Wall | int_wall | Floor 1 Sterile Storage | 13.9355
464 | EA4B61 | Wall | int_wall | Floor 1 Sterile Storage | 8.3613
465 | D44BF1 | Ceiling | int_slab_ceiling | Floor 1 Sterile Storage | 3.0658
466 | 5C05FF | Ceiling | int_slab_ceiling | Floor 1 Sterile Storage | 23.5045
467 | Floor 1 Storage Slab | Floor | ext_slab_8in_with_carpet | Floor 1 Storage | 85.4708
468 | 707E04 | Wall | int_wall | Floor 1 Storage | 14.8645
469 | 8E5BB9 | Wall | nonres_ext_wall | Floor 1 Storage | 21.3677
470 | 859BC1 | Wall | nonres_ext_wall | Floor 1 Storage | 37.1612
471 | Floor 1 Storge Roof | Roof | nonres_roof | Floor 1 Storage | 85.4708
472 | 891195 | Wall | int_wall | Floor 1 Storage | 11.1484
473 | 8B4DC1 | Wall | int_wall | Floor 1 Storage | 6.5032
474 | 19D150 | Wall | int_wall | Floor 1 Storage | 6.5032
475 | 814856 | Wall | int_wall | Floor 1 Storage | 6.5032
476 | 5B533A | Wall | int_wall | Floor 1 Storage | 13.0064
477 | Floor 1 Sub-Sterile Slab | Floor | ext_slab_8in_with_carpet | Floor 1 Sub-Sterile | 18.209
478 | 61E610 | Wall | nonres_ext_wall | Floor 1 Sub-Sterile | 13.0064
479 | 76F2F2 | Wall | int_wall | Floor 1 Sub-Sterile | 13.0064
480 | D61127 | Wall | int_wall | Floor 1 Sub-Sterile | 13.0064
481 | 1875B3 | Ceiling | int_slab_ceiling | Floor 1 Sub-Sterile | 18.209
482 | 196C5F | Wall | int_wall | Floor 1 Sub-Sterile | 13.0064
483 | Floor 1 Utility Hall Slab | Floor | ext_slab_8in_with_carpet | Floor 1 Utility Hall | 23.7832
484 | 39E49D | Wall | int_wall | Floor 1 Utility Hall | 8.3613
485 | Floor 1 Utility Hall Roof | Roof | nonres_roof | Floor 1 Utility Hall | 11.8916
486 | F43F35 | Wall | int_wall | Floor 1 Utility Hall | 7.4322
487 | 89BBEB | Wall | int_wall | Floor 1 Utility Hall | 7.4322
488 | 87231D | Wall | int_wall | Floor 1 Utility Hall | 14.8645
489 | 529072 | Wall | nonres_ext_wall | Floor 1 Utility Hall | 14.8645
490 | C1C64E | Wall | int_wall | Floor 1 Utility Hall | 6.5032
491 | 1D9EED | Wall | int_wall | Floor 1 Utility Hall | 2.7871
492 | 20FB14 | Wall | int_wall | Floor 1 Utility Hall | 4.6452
493 | DEFACF | Wall | int_wall | Floor 1 Utility Hall | 7.4322
494 | 5136E3 | Ceiling | int_slab_ceiling | Floor 1 Utility Hall | 0.74322
495 | EFCC3C | Ceiling | int_slab_ceiling | Floor 1 Utility Hall | 11.1484
496 | Floor 1 Utility Janitor Slab | Floor | ext_slab_8in_with_carpet | Floor 1 Utility Janitor | 3.9019
497 | 2E8328 | Wall | int_wall | Floor 1 Utility Janitor | 6.5032
498 | E321D9 | Wall | int_wall | Floor 1 Utility Janitor | 6.5032
499 | E89C6C | Wall | int_wall | Floor 1 Utility Janitor | 5.5742
500 | 5F697A | Ceiling | int_slab_ceiling | Floor 1 Utility Janitor | 3.9019
501 | 816F6D | Wall | int_wall | Floor 1 Utility Janitor | 5.5742
502 | Floor 1 Utility Room Slab | Floor | ext_slab_8in_with_carpet | Floor 1 Utility Room | 33.4451
503 | EC28A9 | Wall | int_wall | Floor 1 Utility Room | 13.0064
504 | 204CB9 | Wall | int_wall | Floor 1 Utility Room | 18.5806
505 | 62475F | Wall | int_wall | Floor 1 Utility Room | 8.3613
506 | 7DB101 | Ceiling | int_slab_ceiling | Floor 1 Utility Room | 10.0335
507 | D95F04 | Wall | nonres_ext_wall | Floor 1 Utility Room | 16.7225
508 | 87BFF9 | Wall | int_wall | Floor 1 Utility Room | 8.3613
509 | 23CCB1 | Wall | int_wall | Floor 1 Utility Room | 5.5742
510 | F28371 | Ceiling | int_slab_ceiling | Floor 1 Utility Room | 23.4116
511 | Floor 1 Vestibule Slab | Floor | ext_slab_8in_with_carpet | Floor 1 Vestibule | 6.689
512 | 231744 | Wall | int_wall | Floor 1 Vestibule | 8.3613
513 | 3330D8 | Wall | nonres_ext_wall | Floor 1 Vestibule | 7.4322
514 | 2FEACD | Wall | int_wall | Floor 1 Vestibule | 8.3613
515 | C34217 | Ceiling | int_slab_ceiling | Floor 1 Vestibule | 6.689
516 | AA1709 | Wall | int_wall | Floor 1 Vestibule | 7.4322
517 | 75353D | Floor | int_slab_floor | Floor 2 Conference | 8.9187
518 | 208CCF | Wall | nonres_ext_wall | Floor 2 Conference | 11.1484
519 | AEF992 | Wall | nonres_ext_wall | Floor 2 Conference | 26.0129
520 | 9AC2E9 | Wall | int_wall | Floor 2 Conference | 13.0064
521 | 240A7C | Ceiling | int_slab_ceiling | Floor 2 Conference | 31.2154
522 | 436189 | Wall | int_wall | Floor 2 Conference | 11.1484
523 | 2BD1E8 | Floor | int_slab_floor | Floor 2 Conference | 22.2967
524 | B184C1 | Wall | int_wall | Floor 2 Conference | 5.5742
525 | BC8EB7 | Wall | int_wall | Floor 2 Conference | 7.4322
526 | C2CE5F | Floor | int_slab_floor | Floor 2 Conference Toilet | 5.9458
527 | 7149EA | Ceiling | int_slab_ceiling | Floor 2 Conference Toilet | 5.9458
528 | F6D879 | Wall | int_wall | Floor 2 Conference Toilet | 7.4322
529 | 1701A6 | Wall | int_wall | Floor 2 Conference Toilet | 7.4322
530 | 772842 | Wall | int_wall | Floor 2 Conference Toilet | 7.4322
531 | 3C9825 | Wall | int_wall | Floor 2 Conference Toilet | 7.4322
532 | 56C7DA | Floor | int_slab_floor | Floor 2 Dictation | 6.5032
533 | 296861 | Wall | int_wall | Floor 2 Dictation | 9.2903
534 | 3D4DE8 | Wall | int_wall | Floor 2 Dictation | 9.2903
535 | 8A5790 | Wall | int_wall | Floor 2 Dictation | 6.5032
536 | E1B973 | Ceiling | int_slab_ceiling | Floor 2 Dictation | 6.5032
537 | 2DB420 | Wall | int_wall | Floor 2 Dictation | 6.5032
538 | 640E64 | Wall | int_wall | Floor 2 Exam 1 | 27.8709
539 | 10E44F | Wall | int_wall | Floor 2 Exam 1 | 11.1484
540 | 54D065 | Wall | nonres_ext_wall | Floor 2 Exam 1 | 11.1484
541 | A4BE81 | Ceiling | int_slab_ceiling | Floor 2 Exam 1 | 33.4451
542 | 6E3B28 | Floor | int_slab_floor | Floor 2 Exam 1 | 6.689
543 | 1775A6 | Wall | nonres_ext_wall | Floor 2 Exam 1 | 27.8709
544 | 14C7EF | Floor | int_slab_floor | Floor 2 Exam 1 | 5.0168
545 | 5EBA9B | Floor | int_slab_floor | Floor 2 Exam 1 | 13.378
546 | F24E0D | Floor | int_slab_floor | Floor 2 Exam 1 | 3.3445
547 | D023D9 | Floor | int_slab_floor | Floor 2 Exam 1 | 5.0168
548 | 4017DC | Floor | int_slab_floor | Floor 2 Exam 2 | 12.2632
549 | 4EE021 | Wall | int_wall | Floor 2 Exam 2 | 27.8709
550 | 6ED237 | Wall | int_wall | Floor 2 Exam 2 | 27.8709
551 | 97F00A | Wall | nonres_ext_wall | Floor 2 Exam 2 | 16.7225
552 | 906F5E | Ceiling | int_slab_ceiling | Floor 2 Exam 2 | 50.1676
553 | ADD799 | Wall | int_wall | Floor 2 Exam 2 | 16.7225
554 | CCAA9D | Floor | int_slab_floor | Floor 2 Exam 2 | 13.378
555 | 4968A2 | Floor | int_slab_floor | Floor 2 Exam 2 | 7.8039
556 | 4579A7 | Floor | int_slab_floor | Floor 2 Exam 2 | 15.0503
557 | FDAEB8 | Floor | int_slab_floor | Floor 2 Exam 2 | 1.1148
558 | E3B855 | Floor | int_slab_floor | Floor 2 Exam 2 | 0.55742
559 | 17C5CF | Floor | int_slab_floor | Floor 2 Exam 3 | 26.7561
560 | 3AEAAB | Ceiling | int_slab_ceiling | Floor 2 Exam 3 | 13.0064
561 | DFA4B1 | Wall | int_wall | Floor 2 Exam 3 | 22.2967
562 | F23BF4 | Wall | int_wall | Floor 2 Exam 3 | 27.8709
563 | A497E9 | Wall | nonres_ext_wall | Floor 2 Exam 3 | 22.2967
564 | 26E66C | Wall | int_wall | Floor 2 Exam 3 | 27.8709
565 | BA0A29 | Floor | int_slab_floor | Floor 2 Exam 3 | 17.8374
566 | 26AF41 | Floor | int_slab_floor | Floor 2 Exam 3 | 1.8581
567 | 75A3C4 | Floor | int_slab_floor | Floor 2 Exam 3 | 5.0168
568 | BEC196 | Floor | int_slab_floor | Floor 2 Exam 3 | 10.0335
569 | 9B49F5 | Floor | int_slab_floor | Floor 2 Exam 3 | 0.83613
570 | EB611D | Floor | int_slab_floor | Floor 2 Exam 3 | 0.37161
571 | C81AED | Floor | int_slab_floor | Floor 2 Exam 3 | 0.83613
572 | BD5B50 | Floor | int_slab_floor | Floor 2 Exam 3 | 3.3445
573 | D74115 | Ceiling | int_slab_ceiling | Floor 2 Exam 3 | 44.5935
574 | 5065F0 | Ceiling | int_slab_ceiling | Floor 2 Exam 3 | 9.2903
575 | 4E78E0 | Floor | int_slab_floor | Floor 2 Exam 4 | 7.8039
576 | 7C84B6 | Wall | int_wall | Floor 2 Exam 4 | 11.1484
577 | D88779 | Wall | int_wall | Floor 2 Exam 4 | 6.5032
578 | C0697F | Ceiling | int_slab_ceiling | Floor 2 Exam 4 | 7.8039
579 | 577E2E | Wall | int_wall | Floor 2 Exam 4 | 11.1484
580 | 88A75F | Wall | nonres_ext_wall | Floor 2 Exam 4 | 6.5032
581 | 65AB67 | Floor | int_slab_floor | Floor 2 Exam 5 | 9.1045
582 | 83B6E3 | Wall | int_wall | Floor 2 Exam 5 | 13.0064
583 | AC956A | Wall | int_wall | Floor 2 Exam 5 | 23.2258
584 | B4E619 | Wall | nonres_ext_wall | Floor 2 Exam 5 | 23.2258
585 | 31B3DF | Ceiling | int_slab_ceiling | Floor 2 Exam 5 | 32.5161
586 | BFA29B | Wall | int_wall | Floor 2 Exam 5 | 13.0064
587 | C25071 | Floor | int_slab_floor | Floor 2 Exam 5 | 23.4116
588 | C84AE1 | Floor | int_slab_floor | Floor 2 Exam 6 | 11.1484
589 | F29458 | Wall | int_wall | Floor 2 Exam 6 | 13.9355
590 | 917AB5 | Ceiling | int_slab_ceiling | Floor 2 Exam 6 | 20.9032
591 | 1EB5B1 | Wall | int_wall | Floor 2 Exam 6 | 7.4322
592 | 9EC269 | Wall | nonres_ext_wall | Floor 2 Exam 6 | 13.9355
593 | 47CE83 | Wall | int_wall | Floor 2 Exam 6 | 13.9355
594 | F67EC8 | Floor | int_slab_floor | Floor 2 Exam 6 | 5.2026
595 | 10FB67 | Floor | int_slab_floor | Floor 2 Exam 6 | 1.3006
596 | 1624C5 | Floor | int_slab_floor | Floor 2 Exam 6 | 3.2516
597 | A8FC82 | Wall | int_wall | Floor 2 Exam 6 | 6.5032
598 | 8D6453 | Floor | int_slab_floor | Floor 2 Exam 7 | 10.4051
599 | 247258 | Wall | int_wall | Floor 2 Exam 7 | 30.658
600 | F0D8EE | Ceiling | int_slab_ceiling | Floor 2 Exam 7 | 30.658
601 | B316F7 | Wall | nonres_ext_wall | Floor 2 Exam 7 | 22.2967
602 | FF8B08 | Wall | int_wall | Floor 2 Exam 7 | 30.658
603 | F976A9 | Wall | int_wall | Floor 2 Exam 7 | 22.2967
604 | D1899C | Floor | int_slab_floor | Floor 2 Exam 7 | 0.74322
605 | 5620F1 | Floor | int_slab_floor | Floor 2 Exam 7 | 23.6903
606 | 40E182 | Floor | int_slab_floor | Floor 2 Exam 7 | 6.9677
607 | A6147C | Floor | int_slab_floor | Floor 2 Exam 7 | 25.0838
608 | 37898A | Floor | int_slab_floor | Floor 2 Exam 7 | 6.689
609 | 567037 | Ceiling | int_slab_ceiling | Floor 2 Exam 7 | 6.1316
610 | 6B3E65 | Ceiling | int_slab_ceiling | Floor 2 Exam 7 | 17.8374
611 | 245972 | Ceiling | int_slab_ceiling | Floor 2 Exam 7 | 11.1484
612 | F17DF7 | Ceiling | int_slab_ceiling | Floor 2 Exam 7 | 7.8039
613 | A9A1F6 | Floor | int_slab_floor | Floor 2 Exam 8 | 25.0838
614 | D7DC8D | Wall | int_wall | Floor 2 Exam 8 | 13.9355
615 | 9621FD | Wall | nonres_ext_wall | Floor 2 Exam 8 | 16.7225
616 | 6A2DCE | Wall | int_wall | Floor 2 Exam 8 | 13.9355
617 | 7A03ED | Wall | int_wall | Floor 2 Exam 8 | 16.7225
618 | DA760E | Ceiling | int_slab_ceiling | Floor 2 Exam 8 | 25.0838
619 | 8E5734 | Floor | int_slab_floor | Floor 2 Exam 9 | 5.0168
620 | 5D2769 | Ceiling | int_slab_ceiling | Floor 2 Exam 9 | 36.7896
621 | 42CEE1 | Wall | nonres_ext_wall | Floor 2 Exam 9 | 11.1484
622 | 35051E | Wall | int_wall | Floor 2 Exam 9 | 30.658
623 | 685FFA | Wall | int_wall | Floor 2 Exam 9 | 30.658
624 | B51929 | Wall | int_wall | Floor 2 Exam 9 | 11.1484
625 | 4E920E | Floor | int_slab_floor | Floor 2 Exam 9 | 16.7225
626 | 87C477 | Floor | int_slab_floor | Floor 2 Exam 9 | 15.0503
627 | DFCCAE | Floor | int_slab_floor | Floor 2 Exam Hall 1 | 8.3613
628 | E26130 | Ceiling | int_slab_ceiling | Floor 2 Exam Hall 1 | 16.7225
629 | 4979C8 | Wall | nonres_ext_wall | Floor 2 Exam Hall 1 | 5.5742
630 | 9E6B6C | Wall | int_wall | Floor 2 Exam Hall 1 | 27.8709
631 | DF91E0 | Wall | int_wall | Floor 2 Exam Hall 1 | 5.5742
632 | 53450D | Wall | int_wall | Floor 2 Exam Hall 1 | 27.8709
633 | D4B714 | Floor | int_slab_floor | Floor 2 Exam Hall 1 | 0.092903
634 | 3AE495 | Floor | int_slab_floor | Floor 2 Exam Hall 1 | 0.83613
635 | 526C70 | Floor | int_slab_floor | Floor 2 Exam Hall 1 | 0.74322
636 | 2C31F2 | Floor | int_slab_floor | Floor 2 Exam Hall 1 | 6.689
637 | 4C8372 | Floor | int_slab_floor | Floor 2 Exam Hall 2 | 6.689
638 | 42FAB2 | Wall | int_wall | Floor 2 Exam Hall 2 | 27.8709
639 | 815D63 | Wall | int_wall | Floor 2 Exam Hall 2 | 5.5742
640 | E9AEFF | Ceiling | int_slab_ceiling | Floor 2 Exam Hall 2 | 16.7225
641 | 6713DA | Wall | int_wall | Floor 2 Exam Hall 2 | 27.8709
642 | 8CA0BF | Wall | nonres_ext_wall | Floor 2 Exam Hall 2 | 5.5742
643 | 243E09 | Floor | int_slab_floor | Floor 2 Exam Hall 2 | 4.4593
644 | C94CC0 | Floor | int_slab_floor | Floor 2 Exam Hall 2 | 5.0168
645 | BD39AC | Floor | int_slab_floor | Floor 2 Exam Hall 2 | 0.092903
646 | 75EAF8 | Floor | int_slab_floor | Floor 2 Exam Hall 2 | 0.46452
647 | A08A28 | Floor | int_slab_floor | Floor 2 Exam Hall 3 | 2.2297
648 | 479A9C | Wall | int_wall | Floor 2 Exam Hall 3 | 27.8709
649 | D4A2A4 | Ceiling | int_slab_ceiling | Floor 2 Exam Hall 3 | 5.5742
650 | DA6040 | Wall | int_wall | Floor 2 Exam Hall 3 | 11.1484
651 | 6C95E7 | Wall | nonres_ext_wall | Floor 2 Exam Hall 3 | 5.5742
652 | BC25F3 | Wall | int_wall | Floor 2 Exam Hall 3 | 5.5742
653 | F87FCE | Floor | int_slab_floor | Floor 2 Exam Hall 3 | 4.4593
654 | BAE3F8 | Floor | int_slab_floor | Floor 2 Exam Hall 3 | 4.4593
655 | D10995 | Floor | int_slab_floor | Floor 2 Exam Hall 3 | 5.5742
656 | C08963 | Wall | int_wall | Floor 2 Exam Hall 3 | 7.4322
657 | 36A02A | Wall | int_wall | Floor 2 Exam Hall 3 | 9.2903
658 | 6C1891 | Ceiling | int_slab_ceiling | Floor 2 Exam Hall 3 | 11.1484
659 | C2156D | Floor | int_slab_floor | Floor 2 Exam Hall 4 | 1.6723
660 | 46F148 | Wall | int_wall | Floor 2 Exam Hall 4 | 9.2903
661 | F209CC | Wall | nonres_ext_wall | Floor 2 Exam Hall 4 | 5.5742
662 | 4180E7 | Ceiling | int_slab_ceiling | Floor 2 Exam Hall 4 | 18.3948
663 | E7EC3B | Wall | int_wall | Floor 2 Exam Hall 4 | 5.5742
664 | 55191F | Wall | int_wall | Floor 2 Exam Hall 4 | 30.658
665 | 3947B8 | Wall | int_wall | Floor 2 Exam Hall 4 | 13.9355
666 | 3B9E2E | Wall | int_wall | Floor 2 Exam Hall 4 | 7.4322
667 | 5CA4CF | Floor | int_slab_floor | Floor 2 Exam Hall 4 | 4.4593
668 | 4AA9BC | Floor | int_slab_floor | Floor 2 Exam Hall 4 | 2.7871
669 | D1E495 | Floor | int_slab_floor | Floor 2 Exam Hall 4 | 9.4761
670 | E0C60A | Floor | int_slab_floor | Floor 2 Exam Hall 5 | 1.6723
671 | 247FD8 | Wall | int_wall | Floor 2 Exam Hall 5 | 5.5742
672 | B9D6E3 | Ceiling | int_slab_ceiling | Floor 2 Exam Hall 5 | 18.3948
673 | 2E6DF0 | Wall | int_wall | Floor 2 Exam Hall 5 | 13.9355
674 | 14F382 | Wall | int_wall | Floor 2 Exam Hall 5 | 30.658
675 | 155BD6 | Wall | nonres_ext_wall | Floor 2 Exam Hall 5 | 5.5742
676 | 772953 | Floor | int_slab_floor | Floor 2 Exam Hall 5 | 8.3613
677 | 15A02B | Floor | int_slab_floor | Floor 2 Exam Hall 5 | 8.3613
678 | ED8563 | Wall | int_wall | Floor 2 Exam Hall 5 | 7.4322
679 | A1BBBE | Wall | int_wall | Floor 2 Exam Hall 5 | 9.2903
680 | EC3BEA | Floor | int_slab_floor | Floor 2 Exam Hall 6 | 2.7871
681 | B4F89F | Ceiling | int_slab_ceiling | Floor 2 Exam Hall 6 | 18.3948
682 | 942718 | Wall | int_wall | Floor 2 Exam Hall 6 | 5.5742
683 | D2C12A | Wall | int_wall | Floor 2 Exam Hall 6 | 9.2903
684 | 5556EE | Wall | int_wall | Floor 2 Exam Hall 6 | 30.658
685 | C5EA55 | Wall | nonres_ext_wall | Floor 2 Exam Hall 6 | 5.5742
686 | D37566 | Wall | int_wall | Floor 2 Exam Hall 6 | 13.9355
687 | E7055D | Wall | int_wall | Floor 2 Exam Hall 6 | 7.4322
688 | D2FA45 | Floor | int_slab_floor | Floor 2 Exam Hall 6 | 6.9677
689 | 98E1BD | Floor | int_slab_floor | Floor 2 Exam Hall 6 | 8.3613
690 | 5F9E13 | Floor | int_slab_floor | Floor 2 Exam Hall 6 | 0.27871
691 | 5B736E | Floor | int_slab_floor | Floor 2 Janitor | 5.8529
692 | 8177BA | Wall | nonres_ext_wall | Floor 2 Janitor | 6.5032
693 | F6E6D8 | Ceiling | int_slab_ceiling | Floor 2 Janitor | 5.8529
694 | 5E657E | Wall | nonres_ext_wall | Floor 2 Janitor | 8.3613
695 | 4AD319 | Wall | int_wall | Floor 2 Janitor | 6.5032
696 | E0C0A7 | Wall | int_wall | Floor 2 Janitor | 8.3613
697 | 4CDC86 | Floor | int_slab_floor | Floor 2 Lounge | 7.4322
698 | B352F7 | Ceiling | int_slab_ceiling | Floor 2 Lounge | 7.4322
699 | 97BB21 | Wall | int_wall | Floor 2 Lounge | 7.4322
700 | 7620CF | Wall | int_wall | Floor 2 Lounge | 9.2903
701 | 680AA1 | Wall | int_wall | Floor 2 Lounge | 7.4322
702 | A524F1 | Wall | int_wall | Floor 2 Lounge | 9.2903
703 | 2805F0 | Floor | int_slab_floor | Floor 2 Nurse Station 1 | 7.4322
704 | CBB2D7 | Wall | int_wall | Floor 2 Nurse Station 1 | 9.2903
705 | D0731B | Wall | int_wall | Floor 2 Nurse Station 1 | 13.9355
706 | ECDEDB | Wall | int_wall | Floor 2 Nurse Station 1 | 13.9355
707 | ED1D7F | Wall | int_wall | Floor 2 Nurse Station 1 | 9.2903
708 | 4E1563 | Ceiling | int_slab_ceiling | Floor 2 Nurse Station 1 | 13.9355
709 | 5A7EAB | Floor | int_slab_floor | Floor 2 Nurse Station 1 | 1.951
710 | 291561 | Floor | int_slab_floor | Floor 2 Nurse Station 1 | 4.5522
711 | 9EADD8 | Floor | int_slab_floor | Floor 2 Nurse Station 2 | 11.7058
712 | A49FCC | Wall | int_wall | Floor 2 Nurse Station 2 | 9.2903
713 | 5DBD9D | Wall | int_wall | Floor 2 Nurse Station 2 | 16.7225
714 | 491317 | Wall | int_wall | Floor 2 Nurse Station 2 | 16.7225
715 | 462370 | Wall | int_wall | Floor 2 Nurse Station 2 | 9.2903
716 | C45BF3 | Ceiling | int_slab_ceiling | Floor 2 Nurse Station 2 | 16.7225
717 | DE8843 | Floor | int_slab_floor | Floor 2 Nurse Station 2 | 5.0168
718 | 352740 | Floor | int_slab_floor | Floor 2 Office | 19.5096
719 | AAF377 | Wall | int_wall | Floor 2 Office | 37.1612
720 | CE4555 | Wall | int_wall | Floor 2 Office | 13.0064
721 | A8A4FA | Wall | int_wall | Floor 2 Office | 13.0064
722 | 4B1439 | Wall | nonres_ext_wall | Floor 2 Office | 37.1612
723 | D1A180 | Ceiling | int_slab_ceiling | Floor 2 Office | 10.4051
724 | D3CF55 | Floor | int_slab_floor | Floor 2 Office | 18.209
725 | 64A2F7 | Floor | int_slab_floor | Floor 2 Office | 14.3071
726 | 9BB582 | Ceiling | int_slab_ceiling | Floor 2 Office | 41.6206
727 | 874DF8 | Floor | int_slab_floor | Floor 2 Office Hall | 6.1316
728 | DFA16C | Wall | int_wall | Floor 2 Office Hall | 37.1612
729 | 30A09C | Ceiling | int_slab_ceiling | Floor 2 Office Hall | 8.9187
730 | 2884D1 | Wall | int_wall | Floor 2 Office Hall | 7.4322
731 | CC4EB4 | Wall | int_wall | Floor 2 Office Hall | 5.5742
732 | B2F07D | Wall | int_wall | Floor 2 Office Hall | 5.5742
733 | 8C822C | Floor | int_slab_floor | Floor 2 Office Hall | 7.8039
734 | B44BE3 | Floor | int_slab_floor | Floor 2 Office Hall | 13.378
735 | 4F2F27 | Floor | int_slab_floor | Floor 2 Office Hall | 3.9019
736 | 909DB9 | Floor | int_slab_floor | Floor 2 Office Hall | 10.0335
737 | AF86E1 | Wall | int_wall | Floor 2 Office Hall | 8.3613
738 | 571934 | Wall | int_wall | Floor 2 Office Hall | 23.2258
739 | 67A7F3 | Wall | int_wall | Floor 2 Office Hall | 7.4322
740 | 24E235 | Wall | int_wall | Floor 2 Office Hall | 9.2903
741 | AB568E | Wall | int_wall | Floor 2 Office Hall | 5.5742
742 | 577A10 | Wall | int_wall | Floor 2 Office Hall | 7.4322
743 | 988ACA | Wall | int_wall | Floor 2 Office Hall | 9.2903
744 | F5AF76 | Wall | int_wall | Floor 2 Office Hall | 16.7225
745 | 4EDE0A | Wall | int_wall | Floor 2 Office Hall | 5.5742
746 | BFEF28 | Ceiling | int_slab_ceiling | Floor 2 Office Hall | 27.8709
747 | C588CC | Ceiling | int_slab_ceiling | Floor 2 Office Hall | 4.4593
748 | FA00FE | Floor | int_slab_floor | Floor 2 Reception | 5.5742
749 | 23C13E | Wall | int_wall | Floor 2 Reception | 41.8064
750 | 3DE7A6 | Wall | int_wall | Floor 2 Reception | 11.1484
751 | 4ABC66 | Wall | nonres_ext_wall | Floor 2 Reception | 30.658
752 | C39FCC | Ceiling | int_slab_ceiling | Floor 2 Reception | 91.4166
753 | 5B04CF | Wall | nonres_ext_wall | Floor 2 Reception | 14.8645
754 | FCDEAC | Wall | int_wall | Floor 2 Reception | 7.4322
755 | AB4E10 | Wall | int_wall | Floor 2 Reception | 5.5742
756 | E7BF7F | Wall | int_wall | Floor 2 Reception | 16.7225
757 | 14CDC6 | Floor | int_slab_floor | Floor 2 Reception | 28.9857
758 | 39BFFB | Floor | int_slab_floor | Floor 2 Reception | 39.0193
759 | 167608 | Floor | int_slab_floor | Floor 2 Reception | 17.8374
760 | CA9485 | Wall | int_wall | Floor 2 Reception Hall | 5.5742
761 | 2740BD | Wall | int_wall | Floor 2 Reception Hall | 5.5742
762 | 7A3F36 | Ceiling | int_slab_ceiling | Floor 2 Reception Hall | 3.9019
763 | F0AF69 | Wall | int_wall | Floor 2 Reception Hall | 16.7225
764 | 8D1BC4 | Wall | nonres_ext_wall | Floor 2 Reception Hall | 6.5032
765 | 9CE650 | Wall | int_wall | Floor 2 Reception Hall | 5.5742
766 | EEECA3 | Wall | int_wall | Floor 2 Reception Hall | 16.7225
767 | EE34A3 | Wall | int_wall | Floor 2 Reception Hall | 5.5742
768 | CFAD9D | Wall | int_wall | Floor 2 Reception Hall | 22.2967
769 | 25F524 | Wall | int_wall | Floor 2 Reception Hall | 5.5742
770 | D79C57 | Wall | int_wall | Floor 2 Reception Hall | 6.5032
771 | 93F6DE | Wall | int_wall | Floor 2 Reception Hall | 7.4322
772 | C51FD6 | Floor | int_slab_floor | Floor 2 Reception Hall | 3.9019
773 | 3110A1 | Floor | int_slab_floor | Floor 2 Reception Hall | 4.4593
774 | F81393 | Floor | int_slab_floor | Floor 2 Reception Hall | 7.2464
775 | 4FA380 | Floor | int_slab_floor | Floor 2 Reception Hall | 3.9019
776 | 2FE383 | Floor | int_slab_floor | Floor 2 Reception Hall | 5.0168
777 | 3F961C | Floor | int_slab_floor | Floor 2 Reception Hall | 5.0168
778 | 4B590B | Floor | int_slab_floor | Floor 2 Reception Hall | 5.0168
779 | 20B940 | Floor | int_slab_floor | Floor 2 Reception Hall | 4.4593
780 | 8AA0B7 | Wall | int_wall | Floor 2 Reception Hall | 46.4515
781 | 1D6CD8 | Wall | int_wall | Floor 2 Reception Hall | 17.6516
782 | 427B0D | Wall | int_wall | Floor 2 Reception Hall | 6.5032
783 | A72F04 | Wall | int_wall | Floor 2 Reception Hall | 11.1484
784 | 21FC9D | Floor | int_slab_floor | Floor 2 Reception Hall | 5.0168
785 | 4DAEA4 | Ceiling | int_slab_ceiling | Floor 2 Reception Hall | 23.4116
786 | EB4979 | Floor | int_slab_floor | Floor 2 Reception Hall | 2.7871
787 | A5FA3B | Floor | int_slab_floor | Floor 2 Reception Hall | 5.5742
788 | B52A5D | Ceiling | int_slab_ceiling | Floor 2 Reception Hall | 17.28
789 | 2C7827 | Ceiling | int_slab_ceiling | Floor 2 Reception Hall | 7.8039
790 | 115AA8 | Floor | int_slab_floor | Floor 2 Reception Toilet | 4.5522
791 | 2D0A7F | Wall | int_wall | Floor 2 Reception Toilet | 16.7225
792 | E63515 | Wall | int_wall | Floor 2 Reception Toilet | 6.5032
793 | B04C98 | Wall | int_wall | Floor 2 Reception Toilet | 16.7225
794 | E9C76F | Ceiling | int_slab_ceiling | Floor 2 Reception Toilet | 11.7058
795 | 50DB3D | Wall | int_wall | Floor 2 Reception Toilet | 6.5032
796 | CFB630 | Floor | int_slab_floor | Floor 2 Reception Toilet | 7.1535
797 | 10830D | Floor | int_slab_floor | Floor 2 Scheduling 1 | 13.378
798 | 9C568B | Wall | int_wall | Floor 2 Scheduling 1 | 16.7225
799 | F631E4 | Ceiling | int_slab_ceiling | Floor 2 Scheduling 1 | 10.0335
800 | B76374 | Wall | int_wall | Floor 2 Scheduling 1 | 16.7225
801 | 24DA9F | Wall | int_wall | Floor 2 Scheduling 1 | 16.7225
802 | CADDAF | Wall | int_wall | Floor 2 Scheduling 1 | 16.7225
803 | EF47B0 | Floor | int_slab_floor | Floor 2 Scheduling 1 | 6.5032
804 | C3DB37 | Floor | int_slab_floor | Floor 2 Scheduling 1 | 10.2193
805 | 93EF1F | Ceiling | int_slab_ceiling | Floor 2 Scheduling 1 | 20.0671
806 | 795751 | Floor | int_slab_floor | Floor 2 Scheduling 2 | 3.3445
807 | 4EB51A | Ceiling | int_slab_ceiling | Floor 2 Scheduling 2 | 31.7728
808 | 9FBDA3 | Wall | int_wall | Floor 2 Scheduling 2 | 17.6516
809 | 87BFF8 | Wall | int_wall | Floor 2 Scheduling 2 | 16.7225
810 | DB7F62 | Wall | int_wall | Floor 2 Scheduling 2 | 16.7225
811 | 969F22 | Wall | int_wall | Floor 2 Scheduling 2 | 17.6516
812 | 6A14D8 | Floor | int_slab_floor | Floor 2 Scheduling 2 | 9.1974
813 | E3963E | Floor | int_slab_floor | Floor 2 Scheduling 2 | 5.8529
814 | 630683 | Floor | int_slab_floor | Floor 2 Scheduling 2 | 13.378
815 | A3E3D6 | Floor | int_slab_floor | Floor 2 Storage 1 | 5.2026
816 | ED1C1D | Ceiling | int_slab_ceiling | Floor 2 Storage 1 | 5.2026
817 | 390BCF | Wall | int_wall | Floor 2 Storage 1 | 7.4322
818 | DE64CC | Wall | int_wall | Floor 2 Storage 1 | 6.5032
819 | F6E717 | Wall | int_wall | Floor 2 Storage 1 | 6.5032
820 | 58AD84 | Wall | int_wall | Floor 2 Storage 1 | 7.4322
821 | 1C7FB1 | Floor | int_slab_floor | Floor 2 Storage 2 | 0.74322
822 | A168ED | Wall | int_wall | Floor 2 Storage 2 | 7.4322
823 | 430C7E | Ceiling | int_slab_ceiling | Floor 2 Storage 2 | 11.1484
824 | ED650B | Wall | int_wall | Floor 2 Storage 2 | 13.9355
825 | 8E1DCD | Wall | int_wall | Floor 2 Storage 2 | 7.4322
826 | 16E41D | Wall | int_wall | Floor 2 Storage 2 | 13.9355
827 | 4B217A | Floor | int_slab_floor | Floor 2 Storage 2 | 5.2026
828 | A3F683 | Floor | int_slab_floor | Floor 2 Storage 2 | 5.2026
829 | 1E3410 | Floor | int_slab_floor | Floor 2 Storage 3 | 13.378
830 | 70C0BF | Wall | int_wall | Floor 2 Storage 3 | 7.4322
831 | 695D6E | Ceiling | int_slab_ceiling | Floor 2 Storage 3 | 13.378
832 | 211EA4 | Wall | int_wall | Floor 2 Storage 3 | 16.7225
833 | E0D6E9 | Wall | int_wall | Floor 2 Storage 3 | 7.4322
834 | BADB96 | Wall | int_wall | Floor 2 Storage 3 | 16.7225
835 | 4D50C0 | Floor | int_slab_floor | Floor 2 Utility | 11.7058
836 | 703D3E | Ceiling | int_slab_ceiling | Floor 2 Utility | 11.7058
837 | 97B688 | Wall | int_wall | Floor 2 Utility | 13.0064
838 | 290DF3 | Wall | int_wall | Floor 2 Utility | 13.0064
839 | 4B55FA | Wall | nonres_ext_wall | Floor 2 Utility | 8.3613
840 | 4F0CD7 | Wall | int_wall | Floor 2 Utility | 8.3613
841 | 1A8E2A | Floor | int_slab_floor | Floor 2 Work | 2.6013
842 | 9C3A6A | Wall | nonres_ext_wall | Floor 2 Work | 20.4387
843 | 5C7E1E | Wall | int_wall | Floor 2 Work | 30.658
844 | B5E37D | Wall | int_wall | Floor 2 Work | 1.8581
845 | 8D1659 | Wall | int_wall | Floor 2 Work | 18.5806
846 | F77E4B | Ceiling | int_slab_ceiling | Floor 2 Work | 34.3741
847 | E88E01 | Wall | int_wall | Floor 2 Work | 48.3096
848 | 4CE123 | Wall | int_wall | Floor 2 Work | 6.5032
849 | E55935 | Wall | int_wall | Floor 2 Work | 22.2967
850 | C52EE0 | Wall | nonres_ext_wall | Floor 2 Work | 3.7161
851 | E21951 | Floor | int_slab_floor | Floor 2 Work | 5.0168
852 | 517DFC | Floor | int_slab_floor | Floor 2 Work | 33.2593
853 | CEC6B4 | Floor | int_slab_floor | Floor 2 Work | 15.6077
854 | 1A95D5 | Floor | int_slab_floor | Floor 2 Work | 13.6567
855 | 5724CC | Floor | int_slab_floor | Floor 2 Work | 5.5742
856 | 7FA5FF | Floor | int_slab_floor | Floor 2 Work | 13.378
857 | E43750 | Floor | int_slab_floor | Floor 2 Work | 40.8773
858 | E9C9E1 | Floor | int_slab_floor | Floor 2 Work | 2.7871
859 | CE626A | Floor | int_slab_floor | Floor 2 Work | 20.0671
860 | 9AB0BF | Wall | int_wall | Floor 2 Work | 5.5742
861 | 541C9C | Floor | int_slab_floor | Floor 2 Work | 4.1806
862 | 287E3B | Ceiling | int_slab_ceiling | Floor 2 Work | 122.632
863 | 83658D | Floor | int_slab_floor | Floor 2 Work Hall | 4.9239
864 | 830326 | Wall | int_wall | Floor 2 Work Hall | 5.5742
865 | EAD1EA | Wall | int_wall | Floor 2 Work Hall | 41.8064
866 | 957242 | Ceiling | int_slab_ceiling | Floor 2 Work Hall | 77.4811
867 | 1C33AD | Wall | nonres_ext_wall | Floor 2 Work Hall | 5.5742
868 | 52D809 | Wall | int_wall | Floor 2 Work Hall | 13.9355
869 | 450AA9 | Wall | int_wall | Floor 2 Work Hall | 6.5032
870 | 29E445 | Wall | int_wall | Floor 2 Work Hall | 17.6516
871 | B0FF3A | Wall | int_wall | Floor 2 Work Hall | 46.4515
872 | 9036B9 | Wall | int_wall | Floor 2 Work Hall | 16.7225
873 | CAC621 | Floor | int_slab_floor | Floor 2 Work Hall | 6.689
874 | E90253 | Floor | int_slab_floor | Floor 2 Work Hall | 11.1484
875 | FD4C82 | Floor | int_slab_floor | Floor 2 Work Hall | 1.2077
876 | F5C927 | Floor | int_slab_floor | Floor 2 Work Hall | 9.7548
877 | 362FF8 | Floor | int_slab_floor | Floor 2 Work Hall | 4.4593
878 | 21F419 | Floor | int_slab_floor | Floor 2 Work Hall | 0.65032
879 | 283EC6 | Floor | int_slab_floor | Floor 2 Work Hall | 4.4593
880 | C5B569 | Floor | int_slab_floor | Floor 2 Work Hall | 0.83613
881 | D29B01 | Floor | int_slab_floor | Floor 2 Work Hall | 3.0658
882 | FFE9D0 | Floor | int_slab_floor | Floor 2 Work Hall | 28.7999
883 | 5EE606 | Wall | int_wall | Floor 2 Work Hall | 5.5742
884 | 3FBBC8 | Wall | int_wall | Floor 2 Work Hall | 22.2967
885 | B5099E | Wall | int_wall | Floor 2 Work Hall | 5.5742
886 | 7A8E3F | Wall | int_wall | Floor 2 Work Hall | 5.5742
887 | 32BAA7 | Wall | int_wall | Floor 2 Work Hall | 11.1484
888 | 738F37 | Wall | int_wall | Floor 2 Work Hall | 48.3096
889 | B94E9A | Wall | int_wall | Floor 2 Work Hall | 16.7225
890 | 7A8C4C | Floor | int_slab_floor | Floor 2 Work Hall | 1.4864
891 | 4C4C25 | Floor | int_slab_floor | Floor 2 Work Toilet | 5.0168
892 | F22E15 | Wall | int_wall | Floor 2 Work Toilet | 5.5742
893 | 49DA28 | Wall | int_wall | Floor 2 Work Toilet | 6.5032
894 | 8C4550 | Wall | int_wall | Floor 2 Work Toilet | 8.3613
895 | FC3B6D | Ceiling | int_slab_ceiling | Floor 2 Work Toilet | 5.0168
896 | 6CC177 | Wall | nonres_ext_wall | Floor 2 Work Toilet | 5.5742
897 | 9969B3 | Wall | int_wall | Floor 2 Work Toilet | 1.8581
898 | C6DCD1 | Floor | int_slab_floor | Floor 2 X-Ray | 11.7058
899 | 1DCC9F | Ceiling | int_slab_ceiling | Floor 2 X-Ray | 38.4619
900 | 34B8D8 | Wall | int_wall | Floor 2 X-Ray | 46.4515
901 | E74038 | Wall | int_wall | Floor 2 X-Ray | 46.4515
902 | 762874 | Wall | int_wall | Floor 2 X-Ray | 16.7225
903 | 637F6F | Wall | int_wall | Floor 2 X-Ray | 16.7225
904 | 1BDF58 | Floor | int_slab_floor | Floor 2 X-Ray | 18.3948
905 | 15A915 | Floor | int_slab_floor | Floor 2 X-Ray | 5.8529
906 | 1CC550 | Floor | int_slab_floor | Floor 2 X-Ray | 5.8529
907 | 55622A | Floor | int_slab_floor | Floor 2 X-Ray | 5.0168
908 | 5D03DA | Floor | int_slab_floor | Floor 2 X-Ray | 5.8529
909 | AE5078 | Floor | int_slab_floor | Floor 2 X-Ray | 4.1806
910 | 774CCD | Floor | int_slab_floor | Floor 2 X-Ray | 3.2516
911 | F6FE66 | Floor | int_slab_floor | Floor 2 X-Ray | 23.5045
912 | 47890C | Ceiling | int_slab_ceiling | Floor 2 X-Ray | 3.9019
913 | F7E82F | Ceiling | int_slab_ceiling | Floor 2 X-Ray | 7.8039
914 | 7FDC1A | Ceiling | int_slab_ceiling | Floor 2 X-Ray | 23.4116
915 | F02E9C | Ceiling | int_slab_ceiling | Floor 2 X-Ray | 10.0335
916 | 9AC2BE | Floor | int_slab_floor | Floor 3 Dressing Room | 3.9019
917 | 137A14 | Wall | int_wall | Floor 3 Dressing Room | 6.5032
918 | F2515C | Wall | int_wall | Floor 3 Dressing Room | 5.5742
919 | 71A3C4 | Wall | int_wall | Floor 3 Dressing Room | 6.5032
920 | Floor 3 Dressing Room Roof | Roof | nonres_roof | Floor 3 Dressing Room | 3.9019
921 | 46292D | Wall | int_wall | Floor 3 Dressing Room | 5.5742
922 | D6F20A | Floor | int_slab_floor | Floor 3 Elevator Hall | 34.3741
923 | 5EAFB3 | Wall | int_wall | Floor 3 Elevator Hall | 5.5742
924 | E0CB0D | Wall | int_wall | Floor 3 Elevator Hall | 18.5806
925 | FB63A7 | Wall | int_wall | Floor 3 Elevator Hall | 1.8581
926 | Floor 3 Elevator Hall Roof | Roof | nonres_roof | Floor 3 Elevator Hall | 34.3741
927 | 79D0A5 | Wall | int_wall | Floor 3 Elevator Hall | 11.1484
928 | 212961 | Wall | int_wall | Floor 3 Elevator Hall | 30.658
929 | C1AD55 | Wall | int_wall | Floor 3 Elevator Hall | 6.5032
930 | B75832 | Wall | int_wall | Floor 3 Elevator Hall | 5.5742
931 | F7D24D | Wall | nonres_ext_wall | Floor 3 Elevator Hall | 3.7161
932 | 628387 | Floor | int_slab_floor | Floor 3 Humid | 10.0335
933 | C3FB92 | Wall | int_wall | Floor 3 Humid | 5.5742
934 | AAD404 | Wall | int_wall | Floor 3 Humid | 5.5742
935 | 2272E0 | Wall | int_wall | Floor 3 Humid | 16.7225
936 | E13FC4 | Wall | int_wall | Floor 3 Humid | 5.5742
937 | Floor 3 Humid Roof | Roof | nonres_roof | Floor 3 Humid | 10.0335
938 | 506DC0 | Wall | int_wall | Floor 3 Humid | 11.1484
939 | B840A7 | Floor | int_slab_floor | Floor 3 Janitor | 5.8529
940 | 1D53D9 | Wall | int_wall | Floor 3 Janitor | 8.3613
941 | FC22D1 | Wall | nonres_ext_wall | Floor 3 Janitor | 8.3613
942 | DD2E2D | Wall | nonres_ext_wall | Floor 3 Janitor | 6.5032
943 | Floor 3 Janitor Roof | Roof | nonres_roof | Floor 3 Janitor | 5.8529
944 | C4A89B | Wall | int_wall | Floor 3 Janitor | 6.5032
945 | D10EC7 | Floor | int_slab_floor | Floor 3 Locker | 11.1484
946 | C86932 | Wall | int_wall | Floor 3 Locker | 9.2903
947 | B1856A | Wall | int_wall | Floor 3 Locker | 11.1484
948 | AEA170 | Wall | int_wall | Floor 3 Locker | 11.1484
949 | Floor 3 Locker Roof | Roof | nonres_roof | Floor 3 Locker | 11.1484
950 | 82303C | Wall | int_wall | Floor 3 Locker | 9.2903
951 | 3B5B94 | Floor | int_slab_floor | Floor 3 Lounge | 13.9355
952 | AA26DE | Wall | int_wall | Floor 3 Lounge | 21.3677
953 | 68A2D7 | Wall | nonres_ext_wall | Floor 3 Lounge | 21.3677
954 | 824F52 | Wall | int_wall | Floor 3 Lounge | 24.1548
955 | Floor 3 Lounge Roof | Roof | nonres_roof | Floor 3 Lounge | 70.5134
956 | D2E9BA | Wall | int_wall | Floor 3 Lounge | 6.5032
957 | 60F383 | Floor | int_slab_floor | Floor 3 Lounge | 6.1316
958 | F7BE2F | Floor | int_slab_floor | Floor 3 Lounge | 20.9032
959 | B29215 | Floor | int_slab_floor | Floor 3 Lounge | 11.1484
960 | D197DA | Wall | int_wall | Floor 3 Lounge | 6.5032
961 | 7C7BE2 | Wall | int_wall | Floor 3 Lounge | 14.8645
962 | 812B32 | Wall | int_wall | Floor 3 Lounge | 9.2903
963 | 52FA3B | Floor | int_slab_floor | Floor 3 Lounge | 18.3948
964 | B46F2C | Floor | int_slab_floor | Floor 3 Lounge Toilet | 17.8374
965 | 6D960C | Wall | int_wall | Floor 3 Lounge Toilet | 14.8645
966 | Floor 3 Lounge Toilet Roof | Roof | nonres_roof | Floor 3 Lounge Toilet | 17.8374
967 | 9AB92B | Wall | int_wall | Floor 3 Lounge Toilet | 11.1484
968 | CE3FEF | Wall | nonres_ext_wall | Floor 3 Lounge Toilet | 11.1484
969 | E0FD95 | Wall | int_wall | Floor 3 Lounge Toilet | 14.8645
970 | 1DC177 | Floor | int_slab_floor | Floor 3 Mechanical | 32.5161
971 | 6F0E5D | Wall | int_wall | Floor 3 Mechanical | 13.0064
972 | D67C59 | Wall | int_wall | Floor 3 Mechanical | 23.2258
973 | 6C68C2 | Wall | int_wall | Floor 3 Mechanical | 13.0064
974 | Floor 3 Mechanical Roof | Roof | nonres_roof | Floor 3 Mechanical | 32.5161
975 | CE618F | Wall | nonres_ext_wall | Floor 3 Mechanical | 23.2258
976 | 2E74E6 | Floor | int_slab_floor | Floor 3 Mechanical Hall | 27.8709
977 | Floor 3 Mechanical Hall Roof | Roof | nonres_roof | Floor 3 Mechanical Hall | 27.8709
978 | A11DA8 | Wall | int_wall | Floor 3 Mechanical Hall | 23.2258
979 | BC2C22 | Wall | int_wall | Floor 3 Mechanical Hall | 5.5742
980 | 44775D | Wall | int_wall | Floor 3 Mechanical Hall | 24.1548
981 | CDD69A | Wall | int_wall | Floor 3 Mechanical Hall | 5.5742
982 | F5E7FE | Wall | int_wall | Floor 3 Mechanical Hall | 11.1484
983 | 4BF787 | Wall | int_wall | Floor 3 Mechanical Hall | 5.5742
984 | 98A52C | Wall | int_wall | Floor 3 Mechanical Hall | 23.2258
985 | 6310E5 | Wall | int_wall | Floor 3 Mechanical Hall | 5.5742
986 | A72B2F | Floor | int_slab_floor | Floor 3 Office | 30.658
987 | 5FDFAE | Wall | int_wall | Floor 3 Office | 85.4708
988 | C7B7AA | Wall | int_wall | Floor 3 Office | 6.5032
989 | B972D4 | Wall | int_wall | Floor 3 Office | 30.658
990 | 5ADC59 | Wall | nonres_ext_wall | Floor 3 Office | 68.7482
991 | Floor 3 Office Roof | Roof | nonres_roof | Floor 3 Office | 282.0536
992 | 7DCAF1 | Wall | int_wall | Floor 3 Office | 16.7225
993 | CBFB94 | Wall | int_wall | Floor 3 Office | 14.8645
994 | A5FC87 | Wall | int_wall | Floor 3 Office | 9.2903
995 | 538FE6 | Floor | int_slab_floor | Floor 3 Office | 18.3948
996 | 8A695C | Floor | int_slab_floor | Floor 3 Office | 25.0838
997 | 45A523 | Floor | int_slab_floor | Floor 3 Office | 13.378
998 | F94215 | Floor | int_slab_floor | Floor 3 Office | 18.3948
999 | C27BD7 | Floor | int_slab_floor | Floor 3 Office | 16.7225
1000 | AE8664 | Floor | int_slab_floor | Floor 3 Office | 36.7896
1001 | 535D54 | Floor | int_slab_floor | Floor 3 Office | 122.632
1002 | 14A82B | Floor | int_slab_floor | Floor 3 Office Hall | 77.4811
1003 | Floor 3 Office Hall Roof | Roof | nonres_roof | Floor 3 Office Hall | 77.4811
1004 | CC8990 | Wall | int_wall | Floor 3 Office Hall | 21.3677
1005 | D4F411 | Wall | nonres_ext_wall | Floor 3 Office Hall | 5.5742
1006 | 2F3F2A | Wall | int_wall | Floor 3 Office Hall | 48.3096
1007 | 869ED5 | Wall | int_wall | Floor 3 Office Hall | 5.5742
1008 | D75504 | Wall | int_wall | Floor 3 Office Hall | 5.5742
1009 | E80026 | Wall | int_wall | Floor 3 Office Hall | 13.0064
1010 | A03B2E | Wall | int_wall | Floor 3 Office Hall | 6.5032
1011 | 133349 | Wall | int_wall | Floor 3 Office Hall | 16.7225
1012 | 7DCD8A | Wall | int_wall | Floor 3 Office Hall | 11.1484
1013 | D7E6B2 | Wall | int_wall | Floor 3 Office Hall | 85.4708
1014 | 8646EF | Wall | int_wall | Floor 3 Office Hall | 11.1484
1015 | 840387 | Wall | int_wall | Floor 3 Office Hall | 39.0193
1016 | F07866 | Floor | int_slab_floor | Floor 3 Office Toilet | 5.0168
1017 | Floor 3 Office Toilet Roof | Roof | nonres_roof | Floor 3 Office Toilet | 5.0168
1018 | 460DA4 | Wall | int_wall | Floor 3 Office Toilet | 8.3613
1019 | 8316C5 | Wall | int_wall | Floor 3 Office Toilet | 5.5742
1020 | D5E94D | Wall | int_wall | Floor 3 Office Toilet | 6.5032
1021 | B35AD6 | Wall | nonres_ext_wall | Floor 3 Office Toilet | 5.5742
1022 | D0C6E8 | Wall | int_wall | Floor 3 Office Toilet | 1.8581
1023 | 8E83C6 | Floor | int_slab_floor | Floor 3 Physical Therapy 1 | 10.4051
1024 | D22917 | Wall | nonres_ext_wall | Floor 3 Physical Therapy 1 | 18.5806
1025 | 4497EF | Wall | int_wall | Floor 3 Physical Therapy 1 | 18.5806
1026 | C1BC97 | Wall | nonres_ext_wall | Floor 3 Physical Therapy 1 | 60.387
1027 | Floor 3 Phyical Therapy 1 Roof | Roof | nonres_roof | Floor 3 Physical Therapy 1 | 120.774
1028 | F3F6EA | Wall | int_wall | Floor 3 Physical Therapy 1 | 13.0064
1029 | D14D65 | Floor | int_slab_floor | Floor 3 Physical Therapy 1 | 31.2154
1030 | CDCA72 | Floor | int_slab_floor | Floor 3 Physical Therapy 1 | 5.9458
1031 | 339B46 | Floor | int_slab_floor | Floor 3 Physical Therapy 1 | 4.4593
1032 | 7F8407 | Floor | int_slab_floor | Floor 3 Physical Therapy 1 | 44.5935
1033 | F69079 | Floor | int_slab_floor | Floor 3 Physical Therapy 1 | 7.8039
1034 | A56694 | Floor | int_slab_floor | Floor 3 Physical Therapy 1 | 5.2026
1035 | 3C8351 | Floor | int_slab_floor | Floor 3 Physical Therapy 1 | 11.1484
1036 | BCAAD1 | Wall | int_wall | Floor 3 Physical Therapy 1 | 34.3741
1037 | E5720F | Wall | int_wall | Floor 3 Physical Therapy 1 | 13.0064
1038 | 8FB568 | Floor | int_slab_floor | Floor 3 Physical Therapy 2 | 9.2903
1039 | Floor 3 Physical Therapy 2 Roof | Roof | nonres_roof | Floor 3 Physical Therapy 2 | 54.9986
1040 | 958E3F | Wall | int_wall | Floor 3 Physical Therapy 2 | 34.3741
1041 | 27D999 | Wall | int_wall | Floor 3 Physical Therapy 2 | 14.8645
1042 | 55BD05 | Wall | int_wall | Floor 3 Physical Therapy 2 | 5.5742
1043 | 8BCB23 | Wall | int_wall | Floor 3 Physical Therapy 2 | 14.8645
1044 | C271D9 | Floor | int_slab_floor | Floor 3 Physical Therapy 2 | 5.5742
1045 | 1EE332 | Floor | int_slab_floor | Floor 3 Physical Therapy 2 | 6.5032
1046 | 96623F | Floor | int_slab_floor | Floor 3 Physical Therapy 2 | 7.4322
1047 | F17575 | Floor | int_slab_floor | Floor 3 Physical Therapy 2 | 8.9187
1048 | 317B1B | Floor | int_slab_floor | Floor 3 Physical Therapy 2 | 17.28
1049 | 5C690E | Wall | int_wall | Floor 3 Physical Therapy 2 | 5.5742
1050 | E49C43 | Wall | int_wall | Floor 3 Physical Therapy 2 | 16.7225
1051 | EF4AD1 | Wall | int_wall | Floor 3 Physical Therapy 2 | 6.5032
1052 | 484FB1 | Floor | int_slab_floor | Floor 3 Physical Therapy Toilet | 7.8039
1053 | Floor 3 Physical Therapy Toilet Roof | Roof | nonres_roof | Floor 3 Physical Therapy Toilet | 7.8039
1054 | 44D36C | Wall | int_wall | Floor 3 Physical Therapy Toilet | 11.1484
1055 | CD21EC | Wall | int_wall | Floor 3 Physical Therapy Toilet | 6.5032
1056 | BF7411 | Wall | int_wall | Floor 3 Physical Therapy Toilet | 6.5032
1057 | EA4A9E | Wall | int_wall | Floor 3 Physical Therapy Toilet | 11.1484
1058 | 137CDB | Floor | int_slab_floor | Floor 3 Storage 1 | 10.0335
1059 | D4C22E | Wall | int_wall | Floor 3 Storage 1 | 16.7225
1060 | Floor 3 Storage 1 Roof | Roof | nonres_roof | Floor 3 Storage 1 | 10.0335
1061 | 6EC372 | Wall | int_wall | Floor 3 Storage 1 | 5.5742
1062 | 301CE0 | Wall | int_wall | Floor 3 Storage 1 | 5.5742
1063 | 89A685 | Wall | int_wall | Floor 3 Storage 1 | 16.7225
1064 | 63B825 | Floor | int_slab_floor | Floor 3 Storage 2 | 7.8039
1065 | FE5F03 | Wall | int_wall | Floor 3 Storage 2 | 6.5032
1066 | 1F37D7 | Wall | int_wall | Floor 3 Storage 2 | 11.1484
1067 | AC05CF | Wall | int_wall | Floor 3 Storage 2 | 6.5032
1068 | Floor 3 Storage 2 Roof | Roof | nonres_roof | Floor 3 Storage 2 | 7.8039
1069 | C9F74B | Wall | int_wall | Floor 3 Storage 2 | 11.1484
1070 | 2B4713 | Floor | int_slab_floor | Floor 3 Treatment | 13.0064
1071 | Floor 3 Treatment Roof | Roof | nonres_roof | Floor 3 Treatment | 44.2218
1072 | C78153 | Wall | int_wall | Floor 3 Treatment | 13.0064
1073 | D13E00 | Wall | int_wall | Floor 3 Treatment | 13.0064
1074 | 2451B7 | Wall | int_wall | Floor 3 Treatment | 14.8645
1075 | 624E8A | Wall | int_wall | Floor 3 Treatment | 31.587
1076 | 25A972 | Floor | int_slab_floor | Floor 3 Treatment | 23.4116
1077 | D6005B | Wall | int_wall | Floor 3 Treatment | 16.7225
1078 | 496A6C | Floor | int_slab_floor | Floor 3 Treatment | 7.8039
1079 | F4E5F5 | Floor | int_slab_floor | Floor 3 Undeveloped 1 | 33.4451
1080 | Floor 3 Undeveloped 1 Roof | Roof | nonres_roof | Floor 3 Undeveloped 1 | 210.7041
1081 | C050FD | Wall | int_wall | Floor 3 Undeveloped 1 | 18.5806
1082 | 8DA7DB | Wall | nonres_ext_wall | Floor 3 Undeveloped 1 | 39.0193
1083 | F8F69A | Wall | int_wall | Floor 3 Undeveloped 1 | 22.2967
1084 | 4CCA8D | Wall | int_wall | Floor 3 Undeveloped 1 | 39.0193
1085 | AA7BE2 | Floor | int_slab_floor | Floor 3 Undeveloped 1 | 16.7225
1086 | 68EB71 | Floor | int_slab_floor | Floor 3 Undeveloped 1 | 50.1676
1087 | 66FE82 | Floor | int_slab_floor | Floor 3 Undeveloped 1 | 31.7728
1088 | 948D7B | Floor | int_slab_floor | Floor 3 Undeveloped 1 | 16.7225
1089 | 236CCE | Floor | int_slab_floor | Floor 3 Undeveloped 1 | 23.4116
1090 | AE769E | Floor | int_slab_floor | Floor 3 Undeveloped 1 | 38.4619
1091 | 2336C8 | Wall | int_wall | Floor 3 Undeveloped 1 | 31.587
1092 | 38B339 | Wall | nonres_ext_wall | Floor 3 Undeveloped 1 | 27.8709
1093 | 9D1FA7 | Floor | int_slab_floor | Floor 3 Undeveloped 2 | 91.4166
1094 | BE5F2F | Wall | nonres_ext_wall | Floor 3 Undeveloped 2 | 14.8645
1095 | D5C4E5 | Wall | int_wall | Floor 3 Undeveloped 2 | 11.1484
1096 | C1B522 | Wall | int_wall | Floor 3 Undeveloped 2 | 7.4322
1097 | 1DEE26 | Wall | nonres_ext_wall | Floor 3 Undeveloped 2 | 37.1612
1098 | Floor 3 Undeveloped 2 Roof | Roof | nonres_roof | Floor 3 Undeveloped 2 | 107.0243
1099 | 192E17 | Wall | int_wall | Floor 3 Undeveloped 2 | 22.2967
1100 | 6F1456 | Floor | int_slab_floor | Floor 3 Undeveloped 2 | 3.9019
1101 | CDCFEE | Floor | int_slab_floor | Floor 3 Undeveloped 2 | 11.7058
1102 | 855B07 | Wall | int_wall | Floor 3 Undeveloped 2 | 48.3096
1103 | DF5076 | Floor | int_slab_floor | Floor 3 Utility | 20.0671
1104 | 111907 | Wall | int_wall | Floor 3 Utility | 16.7225
1105 | CF2803 | Wall | int_wall | Floor 3 Utility | 11.1484
1106 | Floor 3 Utility Roof | Roof | nonres_roof | Floor 3 Utility | 20.0671
1107 | 180143 | Wall | int_wall | Floor 3 Utility | 16.7225
1108 | 2BC70D | Wall | int_wall | Floor 3 Utility | 11.1484
1109 | 8480E5 | Floor | int_slab_floor | Floor 3 Work | 41.6206
1110 | Floor 3 Work Roof | Roof | nonres_roof | Floor 3 Work | 53.3263
1111 | 3613B7 | Wall | int_wall | Floor 3 Work | 13.0064
1112 | C86329 | Wall | nonres_ext_wall | Floor 3 Work | 38.0902
1113 | E7A265 | Wall | int_wall | Floor 3 Work | 13.0064
1114 | 4C6DBF | Wall | int_wall | Floor 3 Work | 23.2258
1115 | F6DDE6 | Floor | int_slab_floor | Floor 3 Work | 11.7058
1116 | EFFB3B | Wall | int_wall | Floor 3 Work | 14.8645
1117 | NE Stair Slab | Floor | ext_slab_8in_with_carpet | NE Stair | 15.6077
1118 | 986A05 | Wall | int_wall | NE Stair | 6.5032
1119 | NE Stair Roof | Roof | nonres_roof | NE Stair | 15.6077
1120 | DFC6F0 | Wall | nonres_ext_wall | NE Stair | 19.5096
1121 | 6EE166 | Wall | int_wall | NE Stair | 5.5742
1122 | A28F01 | Wall | int_wall | NE Stair | 18.5806
1123 | DE6295 | Wall | int_wall | NE Stair | 13.0064
1124 | D68874 | Wall | int_wall | NE Stair | 5.5742
1125 | 88E360 | Wall | nonres_ext_wall | NE Stair | 66.8902
1126 | 16BE00 | Wall | int_wall | NE Stair | 6.5032
1127 | 60F634 | Wall | int_wall | NE Stair | 13.0064
1128 | E7B55F | Wall | nonres_ext_wall | NE Stair | 11.1484
1129 | EEFDE3 | Wall | int_wall | NE Stair | 6.5032
1130 | NW Elevator Slab | Floor | ext_slab_8in_with_carpet | NW Elevator | 13.0064
1131 | FB3814 | Wall | nonres_ext_wall | NW Elevator | 19.5096
1132 | NW Elevator Roof | Roof | nonres_roof | NW Elevator | 13.0064
1133 | 976E3F | Wall | int_wall | NW Elevator | 18.5806
1134 | FCD12D | Wall | nonres_ext_wall | NW Elevator | 55.7418
1135 | D699FF | Wall | int_wall | NW Elevator | 6.5032
1136 | F9DFA4 | Wall | int_wall | NW Elevator | 18.5806
1137 | BDE9D9 | Wall | int_wall | NW Elevator | 6.5032
1138 | BEDECA | Wall | int_wall | NW Elevator | 18.5806
1139 | 9BA592 | Wall | int_wall | NW Elevator | 6.5032
1140 | NW Stair Slab | Floor | ext_slab_8in_with_carpet | NW Stair | 17.8374
1141 | 5507DC | Wall | nonres_ext_wall | NW Stair | 22.2967
1142 | 2E2D0C | Wall | nonres_ext_wall | NW Stair | 66.8902
1143 | NW Stair Roof | Roof | nonres_roof | NW Stair | 17.8374
1144 | FA9233 | Wall | int_wall | NW Stair | 7.4322
1145 | AF0124 | Wall | nonres_ext_wall | NW Stair | 22.2967
1146 | 74AB49 | Wall | int_wall | NW Stair | 14.8645
1147 | DF47AC | Wall | int_wall | NW Stair | 5.5742
1148 | F41621 | Wall | int_wall | NW Stair | 22.2967
1149 | 7C0F83 | Wall | int_wall | NW Stair | 16.7225
1150 | SW Stair Slab | Floor | ext_slab_8in_with_carpet | SW Stair | 8.9187
1151 | 8FF821 | Wall | int_wall | SW Stair | 7.4322
1152 | 850EA7 | Wall | nonres_ext_wall | SW Stair | 33.4451
1153 | SW Stair Roof | Roof | nonres_roof | SW Stair | 8.9187
1154 | 1068C8 | Wall | int_wall | SW Stair | 11.1484
1155 | E2AFEB | Wall | int_wall | SW Stair | 11.1484
1156 | 99468F | Wall | int_wall | SW Stair | 7.4322
1157 | 17258E | Wall | int_wall | SW Stair | 11.1484
1158 | 573330 | Wall | int_wall | SW Stair | 7.4322
1159 | 270BCE | Wall | nonres_ext_wall | SW Stair | 22.2967

## fenestrationsdetailed
| Name | Surface Type | material | Building Surface Name | Outside Boundary Condition Object | View Factor to Ground | Shading Control Name | Frame and Divider Name | Multiplier | Number of Vertices | Vertex 1 X-coordinate | Vertex 1 Y-coordinate | Vertex 1 Z-coordinate | Vertex 2 X-coordinate | Vertex 2 Y-coordinate | Vertex 2 Z-coordinate | Vertex 3 X-coordinate | Vertex 3 Y-coordinate | Vertex 3 Z-coordinate | Vertex 4 X-coordinate | Vertex 4 Y-coordinate | Vertex 4 Z-coordinate | Fenestration Surface Area | EEC | ECC | EE | EC
0 | 78F987 | Window | Window_U_0.40_SHGC_0.38 | 481E71 |  | AutoCalculate |  |  | 1 | 4 | 0.4572 | 0 | 2.4384 | 0.4572 | 0 | 1.2192 | 2.286 | 0 | 1.2192 | 2.286 | 0 | 2.4384 | 1.1148 | 3798.6 | 193.8 | 4234.8179 | 216.0553
1 | D8037E | Window | Window_U_0.40_SHGC_0.38 | 5F762C |  | AutoCalculate |  |  | 1 | 4 | 7.0104 | -10.0584 | 2.4638 | 7.0104 | -10.0584 | 0.0254 | 10.668 | -10.0584 | 0.0254 | 10.668 | -10.0584 | 2.4638 | 4.4593 | 3798.6 | 193.8 | 16939.2714 | 864.2212
2 | 4A8120 | Window | Window_U_0.40_SHGC_0.38 | 84FB73 |  | AutoCalculate |  |  | 1 | 4 | -0.6096 | 0 | 2.4384 | -0.6096 | 0 | 0.9144 | -2.1336 | 0 | 0.9144 | -2.1336 | 0 | 2.4384 | 1.1613 | 3798.6 | 193.8 | 4411.2686 | 225.0576
3 | AAE778 | Window | Window_U_0.40_SHGC_0.38 | FE5A3C |  | AutoCalculate |  |  | 1 | 4 | 0 | -8.5344 | 2.4638 | 0 | -8.5344 | 0.0254 | 0 | -12.192 | 0.0254 | 0 | -12.192 | 2.4638 | 4.4593 | 3798.6 | 193.8 | 16939.2714 | 864.2212
4 | 3AAD8B | Window | Window_U_0.40_SHGC_0.38 | F629C1 |  | AutoCalculate |  |  | 1 | 4 | -1.0668 | 0 | 2.4384 | -1.0668 | 0 | 0.9144 | -2.8956 | 0 | 0.9144 | -2.8956 | 0 | 2.4384 | 1.3935 | 3798.6 | 193.8 | 5293.5223 | 270.0691
5 | 8128A9 | Window | Window_U_0.40_SHGC_0.38 | F629C1 |  | AutoCalculate |  |  | 1 | 4 | -3.81 | 0 | 2.4384 | -3.81 | 0 | 0.9144 | -5.6388 | 0 | 0.9144 | -5.6388 | 0 | 2.4384 | 1.3935 | 3798.6 | 193.8 | 5293.5223 | 270.0691
6 | 9B1541 | Window | Window_U_0.40_SHGC_0.38 | 879583 |  | AutoCalculate |  |  | 1 | 4 | 0.6096 | 0 | 2.4384 | 0.6096 | 0 | 1.2192 | 2.4384 | 0 | 1.2192 | 2.4384 | 0 | 2.4384 | 1.1148 | 3798.6 | 193.8 | 4234.8179 | 216.0553
7 | CF850A | Window | Window_U_0.40_SHGC_0.38 | 879583 |  | AutoCalculate |  |  | 1 | 4 | 3.048 | 0 | 2.4384 | 3.048 | 0 | 1.2192 | 4.8768 | 0 | 1.2192 | 4.8768 | 0 | 2.4384 | 1.1148 | 3798.6 | 193.8 | 4234.8179 | 216.0553
8 | A6BA23 | Window | Window_U_0.40_SHGC_0.38 | E326E4 |  | AutoCalculate |  |  | 1 | 4 | 5.7912 | 0.9144 | 2.4384 | 5.7912 | 0.9144 | 1.2192 | 5.7912 | 2.7432 | 1.2192 | 5.7912 | 2.7432 | 2.4384 | 1.1148 | 3798.6 | 193.8 | 4234.8179 | 216.0553
9 | D10D28 | Window | Window_U_0.40_SHGC_0.38 | E326E4 |  | AutoCalculate |  |  | 1 | 4 | 5.7912 | 4.2672 | 2.4384 | 5.7912 | 4.2672 | 1.2192 | 5.7912 | 6.096 | 1.2192 | 5.7912 | 6.096 | 2.4384 | 1.1148 | 3798.6 | 193.8 | 4234.8179 | 216.0553
10 | 591336 | Window | Window_U_0.40_SHGC_0.38 | 1D96D7 |  | AutoCalculate |  |  | 1 | 4 | 0 | 0.4572 | 2.4384 | 0 | 0.4572 | 1.2192 | 0 | 2.286 | 1.2192 | 0 | 2.286 | 2.4384 | 1.1148 | 3798.6 | 193.8 | 4234.8179 | 216.0553
11 | 38B811 | Window | Window_U_0.40_SHGC_0.38 | 1D96D7 |  | AutoCalculate |  |  | 1 | 4 | 0 | 5.0292 | 2.4384 | 0 | 5.0292 | 1.2192 | 0 | 6.858 | 1.2192 | 0 | 6.858 | 2.4384 | 1.1148 | 3798.6 | 193.8 | 4234.8179 | 216.0553
12 | C044D6 | Window | Window_U_0.40_SHGC_0.38 | 1D96D7 |  | AutoCalculate |  |  | 1 | 4 | 0 | 2.7432 | 2.4384 | 0 | 2.7432 | 1.2192 | 0 | 4.572 | 1.2192 | 0 | 4.572 | 2.4384 | 1.1148 | 3798.6 | 193.8 | 4234.8179 | 216.0553
13 | 1D94BE | Window | Window_U_0.40_SHGC_0.38 | 6D2616 |  | AutoCalculate |  |  | 1 | 4 | -0.3048 | 0 | 2.4384 | -0.3048 | 0 | 0.9144 | -2.1336 | 0 | 0.9144 | -2.1336 | 0 | 2.4384 | 1.3935 | 3798.6 | 193.8 | 5293.5223 | 270.0691
14 | 18748E | Window | Window_U_0.40_SHGC_0.38 | 6D2616 |  | AutoCalculate |  |  | 1 | 4 | -3.048 | 0 | 2.4384 | -3.048 | 0 | 0.9144 | -4.8768 | 0 | 0.9144 | -4.8768 | 0 | 2.4384 | 1.3935 | 3798.6 | 193.8 | 5293.5223 | 270.0691
15 | 137A56 | Window | Window_U_0.40_SHGC_0.38 | A5A6A3 |  | AutoCalculate |  |  | 1 | 4 | 2.7432 | 0 | 2.4384 | 2.7432 | 0 | 1.2192 | 5.4864 | 0 | 1.2192 | 5.4864 | 0 | 2.4384 | 1.6723 | 3798.6 | 193.8 | 6352.2268 | 324.083
16 | 8D508E | Window | Window_U_0.40_SHGC_0.38 | 28B002 |  | AutoCalculate |  |  | 1 | 4 | 9.4488 | 0 | 2.4384 | 9.4488 | 0 | 1.2192 | 11.2776 | 0 | 1.2192 | 11.2776 | 0 | 2.4384 | 1.1148 | 3798.6 | 193.8 | 4234.8179 | 216.0553
17 | B2D381 | Window | Window_U_0.40_SHGC_0.38 | 28B002 |  | AutoCalculate |  |  | 1 | 4 | 12.8016 | 0 | 2.4384 | 12.8016 | 0 | 1.2192 | 14.6304 | 0 | 1.2192 | 14.6304 | 0 | 2.4384 | 1.1148 | 3798.6 | 193.8 | 4234.8179 | 216.0553
18 | 1DA13A | Window | Window_U_0.40_SHGC_0.38 | 28B002 |  | AutoCalculate |  |  | 1 | 4 | 15.8496 | 0 | 2.4384 | 15.8496 | 0 | 1.2192 | 17.6784 | 0 | 1.2192 | 17.6784 | 0 | 2.4384 | 1.1148 | 3798.6 | 193.8 | 4234.8179 | 216.0553
19 | 44E54A | Window | Window_U_0.40_SHGC_0.38 | 28B002 |  | AutoCalculate |  |  | 1 | 4 | 6.4008 | 0 | 2.4384 | 6.4008 | 0 | 1.2192 | 8.2296 | 0 | 1.2192 | 8.2296 | 0 | 2.4384 | 1.1148 | 3798.6 | 193.8 | 4234.8179 | 216.0553
20 | 757D10 | Window | Window_U_0.40_SHGC_0.38 | EA6DC8 |  | AutoCalculate |  |  | 1 | 4 | 0.762 | 0 | 2.4384 | 0.762 | 0 | 1.2192 | 1.3716 | 0 | 1.2192 | 1.3716 | 0 | 2.4384 | 0.37161 | 3798.6 | 193.8 | 1411.606 | 72.0184
21 | E33BAE | Window | Window_U_0.40_SHGC_0.38 | B40F89 |  | AutoCalculate |  |  | 1 | 4 | -2.4384 | 2.7432 | 2.4384 | -2.4384 | 2.7432 | 1.2192 | -2.4384 | 0.9144 | 1.2192 | -2.4384 | 0.9144 | 2.4384 | 1.1148 | 3798.6 | 193.8 | 4234.8179 | 216.0553
22 | 24167A | Window | Window_U_0.40_SHGC_0.38 | 997723 |  | AutoCalculate |  |  | 1 | 4 | -1.524 | 0 | 2.4384 | -1.524 | 0 | 1.2192 | 0.3048 | 0 | 1.2192 | 0.3048 | 0 | 2.4384 | 1.1148 | 3798.6 | 193.8 | 4234.8179 | 216.0553
23 | 2C0938 | Window | Window_U_0.40_SHGC_0.38 | 997723 |  | AutoCalculate |  |  | 1 | 4 | 2.4384 | 0 | 2.4384 | 2.4384 | 0 | 1.2192 | 4.2672 | 0 | 1.2192 | 4.2672 | 0 | 2.4384 | 1.1148 | 3798.6 | 193.8 | 4234.8179 | 216.0553
24 | 8600DD | Window | Window_U_0.40_SHGC_0.38 | CEC7BD |  | AutoCalculate |  |  | 1 | 4 | 0.3048 | 0 | 2.4384 | 0.3048 | 0 | 1.2192 | 2.1336 | 0 | 1.2192 | 2.1336 | 0 | 2.4384 | 1.1148 | 3798.6 | 193.8 | 4234.8179 | 216.0553
25 | A1ED60 | Window | Window_U_0.40_SHGC_0.38 | 859BC1 |  | AutoCalculate |  |  | 1 | 4 | -1.0668 | 0 | 2.4384 | -1.0668 | 0 | 0.9144 | -2.8956 | 0 | 0.9144 | -2.8956 | 0 | 2.4384 | 1.3935 | 3798.6 | 193.8 | 5293.5223 | 270.0691
26 | E8D997 | Window | Window_U_0.40_SHGC_0.38 | 859BC1 |  | AutoCalculate |  |  | 1 | 4 | -4.572 | 0 | 2.4384 | -4.572 | 0 | 0.9144 | -6.4008 | 0 | 0.9144 | -6.4008 | 0 | 2.4384 | 1.3935 | 3798.6 | 193.8 | 5293.5223 | 270.0691
27 | 88E1FC | Window | Window_U_0.40_SHGC_0.38 | 859BC1 |  | AutoCalculate |  |  | 1 | 4 | -8.0772 | 0 | 2.4384 | -8.0772 | 0 | 0.9144 | -9.906 | 0 | 0.9144 | -9.906 | 0 | 2.4384 | 1.3935 | 3798.6 | 193.8 | 5293.5223 | 270.0691
28 | F83F33 | Window | Window_U_0.40_SHGC_0.38 | 61E610 |  | AutoCalculate |  |  | 1 | 4 | 0 | 0.9144 | 2.4384 | 0 | 0.9144 | 1.2192 | 0 | 3.3528 | 1.2192 | 0 | 3.3528 | 2.4384 | 1.4864 | 3798.6 | 193.8 | 5646.4238 | 288.0737
29 | B1F5EE | Window | Window_U_0.40_SHGC_0.38 | D95F04 |  | AutoCalculate |  |  | 1 | 4 | 0 | 0.762 | 2.4384 | 0 | 0.762 | 1.2192 | 0 | 2.5908 | 1.2192 | 0 | 2.5908 | 2.4384 | 1.1148 | 3798.6 | 193.8 | 4234.8179 | 216.0553
30 | F52F3D | Window | Window_U_0.40_SHGC_0.38 | 208CCF |  | AutoCalculate |  |  | 1 | 4 | 0 | 0.9144 | 2.4384 | 0 | 0.9144 | 1.2192 | 0 | 2.7432 | 1.2192 | 0 | 2.7432 | 2.4384 | 1.1148 | 3798.6 | 193.8 | 4234.8179 | 216.0553
31 | 80885D | Window | Window_U_0.40_SHGC_0.38 | AEF992 |  | AutoCalculate |  |  | 1 | 4 | -7.0104 | 0 | 2.4384 | -7.0104 | 0 | 1.2192 | -1.524 | 0 | 1.2192 | -1.524 | 0 | 2.4384 | 3.3445 | 3798.6 | 193.8 | 12704.4536 | 648.1659
32 | FEEF06 | Window | Window_U_0.40_SHGC_0.38 | 54D065 |  | AutoCalculate |  |  | 1 | 4 | 0.9144 | 0 | 2.4384 | 0.9144 | 0 | 1.2192 | 2.7432 | 0 | 1.2192 | 2.7432 | 0 | 2.4384 | 1.1148 | 3798.6 | 193.8 | 4234.8179 | 216.0553
33 | 2BE8DE | Window | Window_U_0.40_SHGC_0.38 | 1775A6 |  | AutoCalculate |  |  | 1 | 4 | 0 | 2.7432 | 2.4384 | 0 | 2.7432 | 1.2192 | 0 | 0.9144 | 1.2192 | 0 | 0.9144 | 2.4384 | 1.1148 | 3798.6 | 193.8 | 4234.8179 | 216.0553
34 | 513E2A | Window | Window_U_0.40_SHGC_0.38 | 1775A6 |  | AutoCalculate |  |  | 1 | 4 | 0 | 8.2296 | 2.4384 | 0 | 8.2296 | 1.2192 | 0 | 6.4008 | 1.2192 | 0 | 6.4008 | 2.4384 | 1.1148 | 3798.6 | 193.8 | 4234.8179 | 216.0553
35 | BA5CD9 | Window | Window_U_0.40_SHGC_0.38 | 1775A6 |  | AutoCalculate |  |  | 1 | 4 | 0 | 5.4864 | 2.4384 | 0 | 5.4864 | 1.2192 | 0 | 3.6576 | 1.2192 | 0 | 3.6576 | 2.4384 | 1.1148 | 3798.6 | 193.8 | 4234.8179 | 216.0553
36 | 1AD478 | Window | Window_U_0.40_SHGC_0.38 | 97F00A |  | AutoCalculate |  |  | 1 | 4 | 1.2192 | 0 | 2.4384 | 1.2192 | 0 | 1.2192 | 4.2672 | 0 | 1.2192 | 4.2672 | 0 | 2.4384 | 1.8581 | 3798.6 | 193.8 | 7058.0298 | 360.0922
37 | 27F0AC | Window | Window_U_0.40_SHGC_0.38 | A497E9 |  | AutoCalculate |  |  | 1 | 4 | 1.2192 | 0 | 2.4384 | 1.2192 | 0 | 1.2192 | 6.096 | 0 | 1.2192 | 6.096 | 0 | 2.4384 | 2.9729 | 3798.6 | 193.8 | 11292.8476 | 576.1475
38 | 724114 | Window | Window_U_0.40_SHGC_0.38 | 88A75F |  | AutoCalculate |  |  | 1 | 4 | 0.1524 | 0 | 2.4384 | 0.1524 | 0 | 1.2192 | 1.9812 | 0 | 1.2192 | 1.9812 | 0 | 2.4384 | 1.1148 | 3798.6 | 193.8 | 4234.8179 | 216.0553
39 | D538C4 | Window | Window_U_0.40_SHGC_0.38 | B4E619 |  | AutoCalculate |  |  | 1 | 4 | 0 | 0.9144 | 2.4384 | 0 | 0.9144 | 1.2192 | 0 | 3.3528 | 1.2192 | 0 | 3.3528 | 2.4384 | 1.4864 | 3798.6 | 193.8 | 5646.4238 | 288.0737
40 | 5635BC | Window | Window_U_0.40_SHGC_0.38 | B4E619 |  | AutoCalculate |  |  | 1 | 4 | 0 | 4.2672 | 2.4384 | 0 | 4.2672 | 1.2192 | 0 | 6.7056 | 1.2192 | 0 | 6.7056 | 2.4384 | 1.4864 | 3798.6 | 193.8 | 5646.4238 | 288.0737
41 | 831C1D | Window | Window_U_0.40_SHGC_0.38 | 9EC269 |  | AutoCalculate |  |  | 1 | 4 | -0.9144 | 0 | 2.4384 | -0.9144 | 0 | 0.9144 | -3.6576 | 0 | 0.9144 | -3.6576 | 0 | 2.4384 | 2.0903 | 3798.6 | 193.8 | 7940.2835 | 405.1037
42 | 9BB95F | Window | Window_U_0.40_SHGC_0.38 | B316F7 |  | AutoCalculate |  |  | 1 | 4 | -1.2192 | 0 | 2.4384 | -1.2192 | 0 | 0.9144 | -3.048 | 0 | 0.9144 | -3.048 | 0 | 2.4384 | 1.3935 | 3798.6 | 193.8 | 5293.5223 | 270.0691
43 | C0778D | Window | Window_U_0.40_SHGC_0.38 | B316F7 |  | AutoCalculate |  |  | 1 | 4 | -4.2672 | 0 | 2.4384 | -4.2672 | 0 | 0.9144 | -6.096 | 0 | 0.9144 | -6.096 | 0 | 2.4384 | 1.3935 | 3798.6 | 193.8 | 5293.5223 | 270.0691
44 | 7D2D69 | Window | Window_U_0.40_SHGC_0.38 | 9621FD |  | AutoCalculate |  |  | 1 | 4 | -0.6096 | 0 | 2.4384 | -0.6096 | 0 | 0.9144 | -2.4384 | 0 | 0.9144 | -2.4384 | 0 | 2.4384 | 1.3935 | 3798.6 | 193.8 | 5293.5223 | 270.0691
45 | 2EF63B | Window | Window_U_0.40_SHGC_0.38 | 9621FD |  | AutoCalculate |  |  | 1 | 4 | -3.048 | 0 | 2.4384 | -3.048 | 0 | 0.9144 | -4.8768 | 0 | 0.9144 | -4.8768 | 0 | 2.4384 | 1.3935 | 3798.6 | 193.8 | 5293.5223 | 270.0691
46 | C417C0 | Window | Window_U_0.40_SHGC_0.38 | 42CEE1 |  | AutoCalculate |  |  | 1 | 4 | -0.9144 | 0 | 2.4384 | -0.9144 | 0 | 0.9144 | -2.7432 | 0 | 0.9144 | -2.7432 | 0 | 2.4384 | 1.3935 | 3798.6 | 193.8 | 5293.5223 | 270.0691
47 | EB042B | Window | Window_U_0.40_SHGC_0.38 | 4B1439 |  | AutoCalculate |  |  | 1 | 4 | 0 | 9.4488 | 2.4384 | 0 | 9.4488 | 1.2192 | 0 | 11.2776 | 1.2192 | 0 | 11.2776 | 2.4384 | 1.1148 | 3798.6 | 193.8 | 4234.8179 | 216.0553
48 | 4C1F71 | Window | Window_U_0.40_SHGC_0.38 | 4B1439 |  | AutoCalculate |  |  | 1 | 4 | 0 | 3.6577 | 2.4231 | 0 | 3.6577 | 1.2039 | 0 | 5.4865 | 1.2039 | 0 | 5.4865 | 2.4231 | 1.1148 | 3798.6 | 193.8 | 4234.8179 | 216.0553
49 | D23C8B | Window | Window_U_0.40_SHGC_0.38 | 4B1439 |  | AutoCalculate |  |  | 1 | 4 | 0 | 0.9144 | 2.4384 | 0 | 0.9144 | 1.2192 | 0 | 2.7432 | 1.2192 | 0 | 2.7432 | 2.4384 | 1.1148 | 3798.6 | 193.8 | 4234.8179 | 216.0553
50 | B4E4BE | Window | Window_U_0.40_SHGC_0.38 | 4B1439 |  | AutoCalculate |  |  | 1 | 4 | 0 | 6.7056 | 2.4384 | 0 | 6.7056 | 1.2192 | 0 | 8.5344 | 1.2192 | 0 | 8.5344 | 2.4384 | 1.1148 | 3798.6 | 193.8 | 4234.8179 | 216.0553
51 | EEF55D | Window | Window_U_0.40_SHGC_0.38 | 4ABC66 |  | AutoCalculate |  |  | 1 | 4 | 4.8768 | -7.3152 | 2.4384 | 4.8768 | -7.3152 | 0.6096 | 8.5344 | -7.3152 | 0.6096 | 8.5344 | -7.3152 | 2.4384 | 3.3445 | 3798.6 | 193.8 | 12704.4536 | 648.1659
52 | E55A57 | Window | Window_U_0.40_SHGC_0.38 | 4ABC66 |  | AutoCalculate |  |  | 1 | 4 | 10.3632 | -7.3152 | 2.4384 | 10.3632 | -7.3152 | 1.2192 | 13.1064 | -7.3152 | 1.2192 | 13.1064 | -7.3152 | 2.4384 | 1.6723 | 3798.6 | 193.8 | 6352.2268 | 324.083
53 | 93D018 | Window | Window_U_0.40_SHGC_0.38 | 5B04CF |  | AutoCalculate |  |  | 1 | 4 | 0 | -0.6096 | 2.4384 | 0 | -0.6096 | 0.6096 | 0 | -4.2672 | 0.6096 | 0 | -4.2672 | 2.4384 | 3.3445 | 3798.6 | 193.8 | 12704.4536 | 648.1659
54 | DD9F5D | Window | Window_U_0.40_SHGC_0.38 | 4B55FA |  | AutoCalculate |  |  | 1 | 4 | 0 | -2.286 | 2.4384 | 0 | -2.286 | 1.2192 | 0 | -0.4572 | 1.2192 | 0 | -0.4572 | 2.4384 | 1.1148 | 3798.6 | 193.8 | 4234.8179 | 216.0553
55 | 15B02B | Window | Window_U_0.40_SHGC_0.38 | 9C3A6A |  | AutoCalculate |  |  | 1 | 4 | -0.762 | 0 | 2.4384 | -0.762 | 0 | 0.9144 | -2.5908 | 0 | 0.9144 | -2.5908 | 0 | 2.4384 | 1.3935 | 3798.6 | 193.8 | 5293.5223 | 270.0691
56 | 820282 | Window | Window_U_0.40_SHGC_0.38 | 9C3A6A |  | AutoCalculate |  |  | 1 | 4 | -3.81 | 0 | 2.4384 | -3.81 | 0 | 0.9144 | -5.6388 | 0 | 0.9144 | -5.6388 | 0 | 2.4384 | 1.3935 | 3798.6 | 193.8 | 5293.5223 | 270.0691
57 | 9BA05A | Window | Window_U_0.40_SHGC_0.38 | 68A2D7 |  | AutoCalculate |  |  | 1 | 4 | 5.7912 | 0 | 2.4384 | 5.7912 | 0 | 0.9144 | 3.9624 | 0 | 0.9144 | 3.9624 | 0 | 2.4384 | 1.3935 | 3798.6 | 193.8 | 5293.5223 | 270.0691
58 | C639E8 | Window | Window_U_0.40_SHGC_0.38 | 68A2D7 |  | AutoCalculate |  |  | 1 | 4 | 3.048 | 0 | 2.4384 | 3.048 | 0 | 0.9144 | 1.2192 | 0 | 0.9144 | 1.2192 | 0 | 2.4384 | 1.3935 | 3798.6 | 193.8 | 5293.5223 | 270.0691
59 | A2790A | Window | Window_U_0.40_SHGC_0.38 | CE3FEF |  | AutoCalculate |  |  | 1 | 4 | 3.2004 | 4.8768 | 2.4384 | 3.2004 | 4.8768 | 0.9144 | 0.4572 | 4.8768 | 0.9144 | 0.4572 | 4.8768 | 2.4384 | 2.0903 | 3798.6 | 193.8 | 7940.2835 | 405.1037
60 | 79FCEE | Window | Window_U_0.40_SHGC_0.38 | CE618F |  | AutoCalculate |  |  | 1 | 4 | 0 | 0.9144 | 2.4384 | 0 | 0.9144 | 1.2192 | 0 | 3.3528 | 1.2192 | 0 | 3.3528 | 2.4384 | 1.4864 | 3798.6 | 193.8 | 5646.4238 | 288.0737
61 | EDE617 | Window | Window_U_0.40_SHGC_0.38 | CE618F |  | AutoCalculate |  |  | 1 | 4 | 0 | 4.2672 | 2.4384 | 0 | 4.2672 | 1.2192 | 0 | 6.7056 | 1.2192 | 0 | 6.7056 | 2.4384 | 1.4864 | 3798.6 | 193.8 | 5646.4238 | 288.0737
62 | C61F0D | Window | Window_U_0.40_SHGC_0.38 | 5ADC59 |  | AutoCalculate |  |  | 1 | 4 | -4.4196 | 0 | 2.4384 | -4.4196 | 0 | 0.9144 | -6.2484 | 0 | 0.9144 | -6.2484 | 0 | 2.4384 | 1.3935 | 3798.6 | 193.8 | 5293.5223 | 270.0691
63 | 7248C5 | Window | Window_U_0.40_SHGC_0.38 | 5ADC59 |  | AutoCalculate |  |  | 1 | 4 | -19.6596 | 0 | 2.4384 | -19.6596 | 0 | 0.9144 | -21.4884 | 0 | 0.9144 | -21.4884 | 0 | 2.4384 | 1.3935 | 3798.6 | 193.8 | 5293.5223 | 270.0691
64 | 29FA28 | Window | Window_U_0.40_SHGC_0.38 | 5ADC59 |  | AutoCalculate |  |  | 1 | 4 | -7.4676 | 0 | 2.4384 | -7.4676 | 0 | 0.9144 | -9.2964 | 0 | 0.9144 | -9.2964 | 0 | 2.4384 | 1.3935 | 3798.6 | 193.8 | 5293.5223 | 270.0691
65 | F0B23F | Window | Window_U_0.40_SHGC_0.38 | 5ADC59 |  | AutoCalculate |  |  | 1 | 4 | -10.5156 | 0 | 2.4384 | -10.5156 | 0 | 0.9144 | -12.3444 | 0 | 0.9144 | -12.3444 | 0 | 2.4384 | 1.3935 | 3798.6 | 193.8 | 5293.5223 | 270.0691
66 | EEC10E | Window | Window_U_0.40_SHGC_0.38 | 5ADC59 |  | AutoCalculate |  |  | 1 | 4 | -13.5636 | 0 | 2.4384 | -13.5636 | 0 | 0.9144 | -15.3924 | 0 | 0.9144 | -15.3924 | 0 | 2.4384 | 1.3935 | 3798.6 | 193.8 | 5293.5223 | 270.0691
67 | 944FCE | Window | Window_U_0.40_SHGC_0.38 | 5ADC59 |  | AutoCalculate |  |  | 1 | 4 | -16.6116 | 0 | 2.4384 | -16.6116 | 0 | 0.9144 | -18.4404 | 0 | 0.9144 | -18.4404 | 0 | 2.4384 | 1.3935 | 3798.6 | 193.8 | 5293.5223 | 270.0691
68 | C41399 | Window | Window_U_0.40_SHGC_0.38 | 5ADC59 |  | AutoCalculate |  |  | 1 | 4 | -1.3716 | 0 | 2.4384 | -1.3716 | 0 | 0.9144 | -3.2004 | 0 | 0.9144 | -3.2004 | 0 | 2.4384 | 1.3935 | 3798.6 | 193.8 | 5293.5223 | 270.0691
69 | 95BA33 | Window | Window_U_0.40_SHGC_0.38 | D22917 |  | AutoCalculate |  |  | 1 | 4 | 0 | 0.6096 | 2.4384 | 0 | 0.6096 | 0.6096 | 0 | 2.4384 | 0.6096 | 0 | 2.4384 | 2.4384 | 1.6723 | 3798.6 | 193.8 | 6352.2268 | 324.083
70 | F27282 | Window | Window_U_0.40_SHGC_0.38 | D22917 |  | AutoCalculate |  |  | 1 | 4 | 0 | 3.6576 | 2.4384 | 0 | 3.6576 | 0.6096 | 0 | 5.4864 | 0.6096 | 0 | 5.4864 | 2.4384 | 1.6723 | 3798.6 | 193.8 | 6352.2268 | 324.083
71 | 3DB407 | Window | Window_U_0.40_SHGC_0.38 | C1BC97 |  | AutoCalculate |  |  | 1 | 4 | -18.288 | 0 | 2.4384 | -18.288 | 0 | 0.6096 | -15.24 | 0 | 0.6096 | -15.24 | 0 | 2.4384 | 2.7871 | 3798.6 | 193.8 | 10587.0446 | 540.1383
72 | 3DADE2 | Window | Window_U_0.40_SHGC_0.38 | C1BC97 |  | AutoCalculate |  |  | 1 | 4 | -13.716 | 0 | 2.4384 | -13.716 | 0 | 0.6096 | -10.668 | 0 | 0.6096 | -10.668 | 0 | 2.4384 | 2.7871 | 3798.6 | 193.8 | 10587.0446 | 540.1383
73 | DF3E2C | Window | Window_U_0.40_SHGC_0.38 | C1BC97 |  | AutoCalculate |  |  | 1 | 4 | -9.144 | 0 | 2.4384 | -9.144 | 0 | 0.6096 | -6.096 | 0 | 0.6096 | -6.096 | 0 | 2.4384 | 2.7871 | 3798.6 | 193.8 | 10587.0446 | 540.1383
74 | 5031C8 | Window | Window_U_0.40_SHGC_0.38 | C1BC97 |  | AutoCalculate |  |  | 1 | 4 | -4.572 | 0 | 2.4384 | -4.572 | 0 | 0.6096 | -1.524 | 0 | 0.6096 | -1.524 | 0 | 2.4384 | 2.7871 | 3798.6 | 193.8 | 10587.0446 | 540.1383
75 | C087D0 | Window | Window_U_0.40_SHGC_0.38 | 8DA7DB |  | AutoCalculate |  |  | 1 | 4 | 0.9144 | 0 | 2.4384 | 0.9144 | 0 | 0.6096 | 3.9624 | 0 | 0.6096 | 3.9624 | 0 | 2.4384 | 2.7871 | 3798.6 | 193.8 | 10587.0446 | 540.1383
76 | D2CA75 | Window | Window_U_0.40_SHGC_0.38 | 8DA7DB |  | AutoCalculate |  |  | 1 | 4 | 8.8392 | 0 | 2.4384 | 8.8392 | 0 | 0.6096 | 11.8872 | 0 | 0.6096 | 11.8872 | 0 | 2.4384 | 2.7871 | 3798.6 | 193.8 | 10587.0446 | 540.1383
77 | B0FB49 | Window | Window_U_0.40_SHGC_0.38 | 8DA7DB |  | AutoCalculate |  |  | 1 | 4 | 5.1816 | 0 | 2.4384 | 5.1816 | 0 | 0.6096 | 7.62 | 0 | 0.6096 | 7.62 | 0 | 2.4384 | 2.2297 | 3798.6 | 193.8 | 8469.6357 | 432.1106
78 | FE9BC9 | Window | Window_U_0.40_SHGC_0.38 | 38B339 |  | AutoCalculate |  |  | 1 | 4 | 0 | 2.7432 | 2.4384 | 0 | 2.7432 | 0.6096 | 0 | 0.9144 | 0.6096 | 0 | 0.9144 | 2.4384 | 1.6723 | 3798.6 | 193.8 | 6352.2268 | 324.083
79 | 9DF7DE | Window | Window_U_0.40_SHGC_0.38 | 38B339 |  | AutoCalculate |  |  | 1 | 4 | 0 | 5.4864 | 2.4384 | 0 | 5.4864 | 0.6096 | 0 | 3.6576 | 0.6096 | 0 | 3.6576 | 2.4384 | 1.6723 | 3798.6 | 193.8 | 6352.2268 | 324.083
80 | D0BE44 | Window | Window_U_0.40_SHGC_0.38 | 38B339 |  | AutoCalculate |  |  | 1 | 4 | 0 | 8.2296 | 2.4384 | 0 | 8.2296 | 0.6096 | 0 | 6.4008 | 0.6096 | 0 | 6.4008 | 2.4384 | 1.6723 | 3798.6 | 193.8 | 6352.2268 | 324.083
81 | 6B5226 | Window | Window_U_0.40_SHGC_0.38 | BE5F2F |  | AutoCalculate |  |  | 1 | 4 | 0 | 4.2672 | 2.4384 | 0 | 4.2672 | 1.2192 | 0 | 0.6096 | 1.2192 | 0 | 0.6096 | 2.4384 | 2.2297 | 3798.6 | 193.8 | 8469.6357 | 432.1106
82 | 8F59F7 | Window | Window_U_0.40_SHGC_0.38 | 1DEE26 |  | AutoCalculate |  |  | 1 | 4 | 4.8768 | -2.4384 | 2.4384 | 4.8768 | -2.4384 | 1.2192 | 8.5344 | -2.4384 | 1.2192 | 8.5344 | -2.4384 | 2.4384 | 2.2297 | 3798.6 | 193.8 | 8469.6357 | 432.1106
83 | 44F571 | Window | Window_U_0.40_SHGC_0.38 | 1DEE26 |  | AutoCalculate |  |  | 1 | 4 | 10.9728 | -2.4384 | 2.4384 | 10.9728 | -2.4384 | 1.2192 | 14.6304 | -2.4384 | 1.2192 | 14.6304 | -2.4384 | 2.4384 | 2.2297 | 3798.6 | 193.8 | 8469.6357 | 432.1106
84 | 6BD844 | Window | Window_U_0.40_SHGC_0.38 | C86329 |  | AutoCalculate |  |  | 1 | 4 | 0 | -2.7432 | 2.4384 | 0 | -2.7432 | 1.2192 | 0 | -0.9144 | 1.2192 | 0 | -0.9144 | 2.4384 | 1.1148 | 3798.6 | 193.8 | 4234.8179 | 216.0553
85 | 86D536 | Window | Window_U_0.40_SHGC_0.38 | C86329 |  | AutoCalculate |  |  | 1 | 4 | 0 | -5.4864 | 2.4384 | 0 | -5.4864 | 1.2192 | 0 | -3.6576 | 1.2192 | 0 | -3.6576 | 2.4384 | 1.1148 | 3798.6 | 193.8 | 4234.8179 | 216.0553
86 | BAF71D | Window | Window_U_0.40_SHGC_0.38 | C86329 |  | AutoCalculate |  |  | 1 | 4 | 0 | -11.5824 | 2.4384 | 0 | -11.5824 | 1.2192 | 0 | -9.7536 | 1.2192 | 0 | -9.7536 | 2.4384 | 1.1148 | 3798.6 | 193.8 | 4234.8179 | 216.0553
87 | 3833A2 | Window | Window_U_0.40_SHGC_0.38 | C86329 |  | AutoCalculate |  |  | 1 | 4 | 0 | -8.8392 | 2.4384 | 0 | -8.8392 | 1.2192 | 0 | -7.0104 | 1.2192 | 0 | -7.0104 | 2.4384 | 1.1148 | 3798.6 | 193.8 | 4234.8179 | 216.0553
88 | 2111A1 | Window | Window_U_0.40_SHGC_0.38 | DFC6F0 |  | AutoCalculate |  |  | 1 | 4 | 0 | 0.762 | 2.4384 | 0 | 0.762 | 1.2192 | 0 | 1.3716 | 1.2192 | 0 | 1.3716 | 2.4384 | 0.37161 | 3798.6 | 193.8 | 1411.606 | 72.0184
89 | 9BC521 | Window | Window_U_0.40_SHGC_0.38 | 88E360 |  | AutoCalculate |  |  | 1 | 4 | -1.8288 | 2.1336 | 8.5344 | -1.8288 | 2.1336 | 7.0104 | -5.5739 | 2.1336 | 7.0104 | -5.5739 | 2.1336 | 8.5344 | 2.8538 | 3798.6 | 193.8 | 10840.3163 | 553.0599
90 | 142781 | Window | Window_U_0.40_SHGC_0.38 | 88E360 |  | AutoCalculate |  |  | 1 | 4 | -1.8288 | 2.1336 | 5.4864 | -1.8288 | 2.1336 | 3.9624 | -5.4864 | 2.1336 | 3.9624 | -5.4864 | 2.1336 | 5.4864 | 2.7871 | 3798.6 | 193.8 | 10587.0446 | 540.1383
91 | E74902 | Window | Window_U_0.40_SHGC_0.38 | 2E2D0C |  | AutoCalculate |  |  | 1 | 4 | -3.3528 | 2.4384 | 5.4864 | -3.3528 | 2.4384 | 3.9624 | -7.0104 | 2.4384 | 3.9624 | -7.0104 | 2.4384 | 5.4864 | 2.7871 | 3798.6 | 193.8 | 10587.0446 | 540.1383
92 | 93BBC3 | Window | Window_U_0.40_SHGC_0.38 | 2E2D0C |  | AutoCalculate |  |  | 1 | 4 | -3.3528 | 2.4384 | 8.5344 | -3.3528 | 2.4384 | 7.0104 | -7.0104 | 2.4384 | 7.0104 | -7.0104 | 2.4384 | 8.5344 | 2.7871 | 3798.6 | 193.8 | 10587.0446 | 540.1383
93 | C635A6 | Window | Window_U_0.40_SHGC_0.38 | 850EA7 |  | AutoCalculate |  |  | 1 | 4 | 2.5908 | -2.4384 | 2.4384 | 2.5908 | -2.4384 | 1.2192 | 3.5052 | -2.4384 | 1.2192 | 3.5052 | -2.4384 | 2.4384 | 0.55742 | 3798.6 | 193.8 | 2117.4089 | 108.0277