## summary_by_surface
| Surface Type | Total EE | Total EC | EE_Normalized | EC_Normalized | Building
0 | Floor | 2251693.9259 | 293472.6156 | 327.7098 | 42.7118 | Primary School
1 | Roof | 1932751.8352 | 116595.4831 | 281.2912 | 16.9692 | Primary School
2 | Wall | 1652297.9558 | 95199.0845 | 240.4742 | 13.8552 | Primary School
3 | Windows | 1669747.9314 | 85188.5298 | 243.0138 | 12.3983 | Primary School

## summary_by_material
| material | EE | EC | EE_normalized | EC_normalized | Building
0 | 150mm Normalweight concrete floor | 1896538.8069 | 274754.981 | 276.0208 | 39.9876 | Primary School
1 | CP02 CARPET PAD | 355155.119 | 18717.6346 | 51.689 | 2.7242 | Primary School
2 | F07 25mm stucco | 213159.0758 | 15394.8221 | 31.023 | 2.2406 | Primary School
3 | F08 Metal surface | 1010663.6352 | 87304.1353 | 147.0912 | 12.7062 | Primary School
4 | F13 Built-up roofing | 365537.2 | 6287.2398 | 53.2 | 0.91504 | Primary School
5 | G01 13mm gypsum board | 804306.24 | 46471.0272 | 117.0581 | 6.7634 | Primary School
6 | G01 16mm gypsum board | 431360.64 | 24923.0592 | 62.7799 | 3.6273 | Primary School
7 | Nonres_Exterior_Wall_Insulation | 203472 | 8410.176 | 29.6132 | 1.224 | Primary School
8 | Nonres_Roof_Insulation | 556551 | 23004.108 | 81 | 3.348 | Primary School
9 | Window_U_0.40_SHGC_0.38 | 1669747.9314 | 85188.5298 | 243.0138 | 12.3983 | Primary School

## summary
| Total EE [MJ] | Total EC [kg CO2e] | Total Floor Area | Normalized EE [MJ/m2] | Normalized EC [kg CO2e/m2] | Building
0 | 7531900.5555 | 591752.0449 | 6871 | 1096.187 | 86.1231 | Primary School

## surface_materials
| Name | Surface Type | Construction Name | Zone Name | Surface Area | ('Layer 2', 'Density') | ('Layer 2', 'ECC') | ('Layer 2', 'EEC') | Material_Layer_2 | ('Layer 2', 'Thickness') | ('Layer 3', 'Density') | ('Layer 3', 'ECC') | ('Layer 3', 'EEC') | Material_Layer_3 | ('Layer 3', 'Thickness') | ('Layer 4', 'Density') | ('Layer 4', 'ECC') | ('Layer 4', 'EEC') | Material_Layer_4 | ('Layer 4', 'Thickness') | ('Outside Layer', 'Density') | ('Outside Layer', 'ECC') | ('Outside Layer', 'EEC') | Material_Layer_1 | ('Outside Layer', 'Thickness') | Layer_1_Mass | Layer_2_Mass | Layer_3_Mass | Layer_4_Mass | EE_Layer_1 | EE_Layer_2 | EE_Layer_3 | EE_Layer_4 | Total EE | EC_Layer_1 | EC_Layer_2 | EC_Layer_3 | EC_Layer_4 | Total EC
0 | Corner_Class_1_Pod_1_ZN_1_FLR_1_Wall_1 | Wall | nonres_ext_wall | Corner_Class_1_Pod_1_ZN_1_FLR_1 | 44 | 800 | 0.39 | 6.75 | G01 16mm gypsum board | 0.0159 | 12 | 1.86 | 45 | Nonres_Exterior_Wall_Insulation | 0.15 | 800 | 0.39 | 6.75 | G01 16mm gypsum board | 0.0159 | 1856 | 0.13 | 1.8 | F07 25mm stucco | 0.0254 | 2074.2656 | 559.68 | 79.2 | 559.68 | 3733.6781 | 3777.84 | 3564 | 3777.84 | 14853.3581 | 269.6545 | 218.2752 | 147.312 | 218.2752 | 853.5169
1 | Corner_Class_1_Pod_1_ZN_1_FLR_1_Wall_4 | Wall | nonres_ext_wall | Corner_Class_1_Pod_1_ZN_1_FLR_1 | 36 | 800 | 0.39 | 6.75 | G01 16mm gypsum board | 0.0159 | 12 | 1.86 | 45 | Nonres_Exterior_Wall_Insulation | 0.15 | 800 | 0.39 | 6.75 | G01 16mm gypsum board | 0.0159 | 1856 | 0.13 | 1.8 | F07 25mm stucco | 0.0254 | 1697.1264 | 457.92 | 64.8 | 457.92 | 3054.8275 | 3090.96 | 2916 | 3090.96 | 12152.7475 | 220.6264 | 178.5888 | 120.528 | 178.5888 | 698.332
2 | Mult_Class_1_Pod_1_ZN_1_FLR_1_Wall_1 | Wall | nonres_ext_wall | Mult_Class_1_Pod_1_ZN_1_FLR_1 | 212 | 800 | 0.39 | 6.75 | G01 16mm gypsum board | 0.0159 | 12 | 1.86 | 45 | Nonres_Exterior_Wall_Insulation | 0.15 | 800 | 0.39 | 6.75 | G01 16mm gypsum board | 0.0159 | 1856 | 0.13 | 1.8 | F07 25mm stucco | 0.0254 | 9994.1888 | 2696.64 | 381.6 | 2696.64 | 17989.5398 | 18202.32 | 17172 | 18202.32 | 71566.1798 | 1299.2445 | 1051.6896 | 709.776 | 1051.6896 | 4112.3997
3 | Corridor_Pod_1_ZN_1_FLR_1_Wall_6 | Wall | nonres_ext_wall | Corridor_Pod_1_ZN_1_FLR_1 | 12 | 800 | 0.39 | 6.75 | G01 16mm gypsum board | 0.0159 | 12 | 1.86 | 45 | Nonres_Exterior_Wall_Insulation | 0.15 | 800 | 0.39 | 6.75 | G01 16mm gypsum board | 0.0159 | 1856 | 0.13 | 1.8 | F07 25mm stucco | 0.0254 | 565.7088 | 152.64 | 21.6 | 152.64 | 1018.2758 | 1030.32 | 972 | 1030.32 | 4050.9158 | 73.5421 | 59.5296 | 40.176 | 59.5296 | 232.7773
4 | Corner_Class_2_Pod_1_ZN_1_FLR_1_Wall_3 | Wall | nonres_ext_wall | Corner_Class_2_Pod_1_ZN_1_FLR_1 | 44 | 800 | 0.39 | 6.75 | G01 16mm gypsum board | 0.0159 | 12 | 1.86 | 45 | Nonres_Exterior_Wall_Insulation | 0.15 | 800 | 0.39 | 6.75 | G01 16mm gypsum board | 0.0159 | 1856 | 0.13 | 1.8 | F07 25mm stucco | 0.0254 | 2074.2656 | 559.68 | 79.2 | 559.68 | 3733.6781 | 3777.84 | 3564 | 3777.84 | 14853.3581 | 269.6545 | 218.2752 | 147.312 | 218.2752 | 853.5169
5 | Corner_Class_2_Pod_1_ZN_1_FLR_1_Wall_4 | Wall | nonres_ext_wall | Corner_Class_2_Pod_1_ZN_1_FLR_1 | 36 | 800 | 0.39 | 6.75 | G01 16mm gypsum board | 0.0159 | 12 | 1.86 | 45 | Nonres_Exterior_Wall_Insulation | 0.15 | 800 | 0.39 | 6.75 | G01 16mm gypsum board | 0.0159 | 1856 | 0.13 | 1.8 | F07 25mm stucco | 0.0254 | 1697.1264 | 457.92 | 64.8 | 457.92 | 3054.8275 | 3090.96 | 2916 | 3090.96 | 12152.7475 | 220.6264 | 178.5888 | 120.528 | 178.5888 | 698.332
6 | Mult_Class_2_Pod_1_ZN_1_FLR_1_Wall_3 | Wall | nonres_ext_wall | Mult_Class_2_Pod_1_ZN_1_FLR_1 | 212 | 800 | 0.39 | 6.75 | G01 16mm gypsum board | 0.0159 | 12 | 1.86 | 45 | Nonres_Exterior_Wall_Insulation | 0.15 | 800 | 0.39 | 6.75 | G01 16mm gypsum board | 0.0159 | 1856 | 0.13 | 1.8 | F07 25mm stucco | 0.0254 | 9994.1888 | 2696.64 | 381.6 | 2696.64 | 17989.5398 | 18202.32 | 17172 | 18202.32 | 71566.1798 | 1299.2445 | 1051.6896 | 709.776 | 1051.6896 | 4112.3997
7 | Corner_Class_1_Pod_2_ZN_1_FLR_1_Wall_1 | Wall | nonres_ext_wall | Corner_Class_1_Pod_2_ZN_1_FLR_1 | 44 | 800 | 0.39 | 6.75 | G01 16mm gypsum board | 0.0159 | 12 | 1.86 | 45 | Nonres_Exterior_Wall_Insulation | 0.15 | 800 | 0.39 | 6.75 | G01 16mm gypsum board | 0.0159 | 1856 | 0.13 | 1.8 | F07 25mm stucco | 0.0254 | 2074.2656 | 559.68 | 79.2 | 559.68 | 3733.6781 | 3777.84 | 3564 | 3777.84 | 14853.3581 | 269.6545 | 218.2752 | 147.312 | 218.2752 | 853.5169
8 | Corner_Class_1_Pod_2_ZN_1_FLR_1_Wall_4 | Wall | nonres_ext_wall | Corner_Class_1_Pod_2_ZN_1_FLR_1 | 36 | 800 | 0.39 | 6.75 | G01 16mm gypsum board | 0.0159 | 12 | 1.86 | 45 | Nonres_Exterior_Wall_Insulation | 0.15 | 800 | 0.39 | 6.75 | G01 16mm gypsum board | 0.0159 | 1856 | 0.13 | 1.8 | F07 25mm stucco | 0.0254 | 1697.1264 | 457.92 | 64.8 | 457.92 | 3054.8275 | 3090.96 | 2916 | 3090.96 | 12152.7475 | 220.6264 | 178.5888 | 120.528 | 178.5888 | 698.332
9 | Mult_Class_1_Pod_2_ZN_1_FLR_1_Wall_1 | Wall | nonres_ext_wall | Mult_Class_1_Pod_2_ZN_1_FLR_1 | 212 | 800 | 0.39 | 6.75 | G01 16mm gypsum board | 0.0159 | 12 | 1.86 | 45 | Nonres_Exterior_Wall_Insulation | 0.15 | 800 | 0.39 | 6.75 | G01 16mm gypsum board | 0.0159 | 1856 | 0.13 | 1.8 | F07 25mm stucco | 0.0254 | 9994.1888 | 2696.64 | 381.6 | 2696.64 | 17989.5398 | 18202.32 | 17172 | 18202.32 | 71566.1798 | 1299.2445 | 1051.6896 | 709.776 | 1051.6896 | 4112.3997
10 | Corridor_Pod_2_ZN_1_FLR_1_Wall_6 | Wall | nonres_ext_wall | Corridor_Pod_2_ZN_1_FLR_1 | 12 | 800 | 0.39 | 6.75 | G01 16mm gypsum board | 0.0159 | 12 | 1.86 | 45 | Nonres_Exterior_Wall_Insulation | 0.15 | 800 | 0.39 | 6.75 | G01 16mm gypsum board | 0.0159 | 1856 | 0.13 | 1.8 | F07 25mm stucco | 0.0254 | 565.7088 | 152.64 | 21.6 | 152.64 | 1018.2758 | 1030.32 | 972 | 1030.32 | 4050.9158 | 73.5421 | 59.5296 | 40.176 | 59.5296 | 232.7773
11 | Corner_Class_2_Pod_2_ZN_1_FLR_1_Wall_3 | Wall | nonres_ext_wall | Corner_Class_2_Pod_2_ZN_1_FLR_1 | 44 | 800 | 0.39 | 6.75 | G01 16mm gypsum board | 0.0159 | 12 | 1.86 | 45 | Nonres_Exterior_Wall_Insulation | 0.15 | 800 | 0.39 | 6.75 | G01 16mm gypsum board | 0.0159 | 1856 | 0.13 | 1.8 | F07 25mm stucco | 0.0254 | 2074.2656 | 559.68 | 79.2 | 559.68 | 3733.6781 | 3777.84 | 3564 | 3777.84 | 14853.3581 | 269.6545 | 218.2752 | 147.312 | 218.2752 | 853.5169
12 | Corner_Class_2_Pod_2_ZN_1_FLR_1_Wall_4 | Wall | nonres_ext_wall | Corner_Class_2_Pod_2_ZN_1_FLR_1 | 36 | 800 | 0.39 | 6.75 | G01 16mm gypsum board | 0.0159 | 12 | 1.86 | 45 | Nonres_Exterior_Wall_Insulation | 0.15 | 800 | 0.39 | 6.75 | G01 16mm gypsum board | 0.0159 | 1856 | 0.13 | 1.8 | F07 25mm stucco | 0.0254 | 1697.1264 | 457.92 | 64.8 | 457.92 | 3054.8275 | 3090.96 | 2916 | 3090.96 | 12152.7475 | 220.6264 | 178.5888 | 120.528 | 178.5888 | 698.332
13 | Mult_Class_2_Pod_2_ZN_1_FLR_1_Wall_3 | Wall | nonres_ext_wall | Mult_Class_2_Pod_2_ZN_1_FLR_1 | 212 | 800 | 0.39 | 6.75 | G01 16mm gypsum board | 0.0159 | 12 | 1.86 | 45 | Nonres_Exterior_Wall_Insulation | 0.15 | 800 | 0.39 | 6.75 | G01 16mm gypsum board | 0.0159 | 1856 | 0.13 | 1.8 | F07 25mm stucco | 0.0254 | 9994.1888 | 2696.64 | 381.6 | 2696.64 | 17989.5398 | 18202.32 | 17172 | 18202.32 | 71566.1798 | 1299.2445 | 1051.6896 | 709.776 | 1051.6896 | 4112.3997
14 | Corner_Class_1_Pod_3_ZN_1_FLR_1_Wall_1 | Wall | nonres_ext_wall | Corner_Class_1_Pod_3_ZN_1_FLR_1 | 44 | 800 | 0.39 | 6.75 | G01 16mm gypsum board | 0.0159 | 12 | 1.86 | 45 | Nonres_Exterior_Wall_Insulation | 0.15 | 800 | 0.39 | 6.75 | G01 16mm gypsum board | 0.0159 | 1856 | 0.13 | 1.8 | F07 25mm stucco | 0.0254 | 2074.2656 | 559.68 | 79.2 | 559.68 | 3733.6781 | 3777.84 | 3564 | 3777.84 | 14853.3581 | 269.6545 | 218.2752 | 147.312 | 218.2752 | 853.5169
15 | Corner_Class_1_Pod_3_ZN_1_FLR_1_Wall_4 | Wall | nonres_ext_wall | Corner_Class_1_Pod_3_ZN_1_FLR_1 | 36 | 800 | 0.39 | 6.75 | G01 16mm gypsum board | 0.0159 | 12 | 1.86 | 45 | Nonres_Exterior_Wall_Insulation | 0.15 | 800 | 0.39 | 6.75 | G01 16mm gypsum board | 0.0159 | 1856 | 0.13 | 1.8 | F07 25mm stucco | 0.0254 | 1697.1264 | 457.92 | 64.8 | 457.92 | 3054.8275 | 3090.96 | 2916 | 3090.96 | 12152.7475 | 220.6264 | 178.5888 | 120.528 | 178.5888 | 698.332
16 | Mult_Class_1_Pod_3_ZN_1_FLR_1_Wall_1 | Wall | nonres_ext_wall | Mult_Class_1_Pod_3_ZN_1_FLR_1 | 212 | 800 | 0.39 | 6.75 | G01 16mm gypsum board | 0.0159 | 12 | 1.86 | 45 | Nonres_Exterior_Wall_Insulation | 0.15 | 800 | 0.39 | 6.75 | G01 16mm gypsum board | 0.0159 | 1856 | 0.13 | 1.8 | F07 25mm stucco | 0.0254 | 9994.1888 | 2696.64 | 381.6 | 2696.64 | 17989.5398 | 18202.32 | 17172 | 18202.32 | 71566.1798 | 1299.2445 | 1051.6896 | 709.776 | 1051.6896 | 4112.3997
17 | Corridor_Pod_3_ZN_1_FLR_1_Wall_7 | Wall | nonres_ext_wall | Corridor_Pod_3_ZN_1_FLR_1 | 12 | 800 | 0.39 | 6.75 | G01 16mm gypsum board | 0.0159 | 12 | 1.86 | 45 | Nonres_Exterior_Wall_Insulation | 0.15 | 800 | 0.39 | 6.75 | G01 16mm gypsum board | 0.0159 | 1856 | 0.13 | 1.8 | F07 25mm stucco | 0.0254 | 565.7088 | 152.64 | 21.6 | 152.64 | 1018.2758 | 1030.32 | 972 | 1030.32 | 4050.9158 | 73.5421 | 59.5296 | 40.176 | 59.5296 | 232.7773
18 | Corner_Class_2_Pod_3_ZN_1_FLR_1_Wall_3 | Wall | nonres_ext_wall | Corner_Class_2_Pod_3_ZN_1_FLR_1 | 44 | 800 | 0.39 | 6.75 | G01 16mm gypsum board | 0.0159 | 12 | 1.86 | 45 | Nonres_Exterior_Wall_Insulation | 0.15 | 800 | 0.39 | 6.75 | G01 16mm gypsum board | 0.0159 | 1856 | 0.13 | 1.8 | F07 25mm stucco | 0.0254 | 2074.2656 | 559.68 | 79.2 | 559.68 | 3733.6781 | 3777.84 | 3564 | 3777.84 | 14853.3581 | 269.6545 | 218.2752 | 147.312 | 218.2752 | 853.5169
19 | Corner_Class_2_Pod_3_ZN_1_FLR_1_Wall_4 | Wall | nonres_ext_wall | Corner_Class_2_Pod_3_ZN_1_FLR_1 | 36 | 800 | 0.39 | 6.75 | G01 16mm gypsum board | 0.0159 | 12 | 1.86 | 45 | Nonres_Exterior_Wall_Insulation | 0.15 | 800 | 0.39 | 6.75 | G01 16mm gypsum board | 0.0159 | 1856 | 0.13 | 1.8 | F07 25mm stucco | 0.0254 | 1697.1264 | 457.92 | 64.8 | 457.92 | 3054.8275 | 3090.96 | 2916 | 3090.96 | 12152.7475 | 220.6264 | 178.5888 | 120.528 | 178.5888 | 698.332
20 | Mult_Class_2_Pod_3_ZN_1_FLR_1_Wall_3 | Wall | nonres_ext_wall | Mult_Class_2_Pod_3_ZN_1_FLR_1 | 140 | 800 | 0.39 | 6.75 | G01 16mm gypsum board | 0.0159 | 12 | 1.86 | 45 | Nonres_Exterior_Wall_Insulation | 0.15 | 800 | 0.39 | 6.75 | G01 16mm gypsum board | 0.0159 | 1856 | 0.13 | 1.8 | F07 25mm stucco | 0.0254 | 6599.936 | 1780.8 | 252 | 1780.8 | 11879.8848 | 12020.4 | 11340 | 12020.4 | 47260.6848 | 857.9917 | 694.512 | 468.72 | 694.512 | 2715.7357
21 | Computer_Class_ZN_1_FLR_1_Wall_3 | Wall | nonres_ext_wall | Computer_Class_ZN_1_FLR_1 | 72 | 800 | 0.39 | 6.75 | G01 16mm gypsum board | 0.0159 | 12 | 1.86 | 45 | Nonres_Exterior_Wall_Insulation | 0.15 | 800 | 0.39 | 6.75 | G01 16mm gypsum board | 0.0159 | 1856 | 0.13 | 1.8 | F07 25mm stucco | 0.0254 | 3394.2528 | 915.84 | 129.6 | 915.84 | 6109.655 | 6181.92 | 5832 | 6181.92 | 24305.495 | 441.2529 | 357.1776 | 241.056 | 357.1776 | 1396.6641
22 | Main_Corridor_ZN_1_FLR_1_Wall_7 | Wall | nonres_ext_wall | Main_Corridor_ZN_1_FLR_1 | 36 | 800 | 0.39 | 6.75 | G01 16mm gypsum board | 0.0159 | 12 | 1.86 | 45 | Nonres_Exterior_Wall_Insulation | 0.15 | 800 | 0.39 | 6.75 | G01 16mm gypsum board | 0.0159 | 1856 | 0.13 | 1.8 | F07 25mm stucco | 0.0254 | 1697.1264 | 457.92 | 64.8 | 457.92 | 3054.8275 | 3090.96 | 2916 | 3090.96 | 12152.7475 | 220.6264 | 178.5888 | 120.528 | 178.5888 | 698.332
23 | Lobby_ZN_1_FLR_1_Wall_1 | Wall | nonres_ext_wall | Lobby_ZN_1_FLR_1 | 76 | 800 | 0.39 | 6.75 | G01 16mm gypsum board | 0.0159 | 12 | 1.86 | 45 | Nonres_Exterior_Wall_Insulation | 0.15 | 800 | 0.39 | 6.75 | G01 16mm gypsum board | 0.0159 | 1856 | 0.13 | 1.8 | F07 25mm stucco | 0.0254 | 3582.8224 | 966.72 | 136.8 | 966.72 | 6449.0803 | 6525.36 | 6156 | 6525.36 | 25655.8003 | 465.7669 | 377.0208 | 254.448 | 377.0208 | 1474.2565
24 | Bath_ZN_1_FLR_1_Wall_5 | Wall | nonres_ext_wall | Bath_ZN_1_FLR_1 | 40 | 800 | 0.39 | 6.75 | G01 16mm gypsum board | 0.0159 | 12 | 1.86 | 45 | Nonres_Exterior_Wall_Insulation | 0.15 | 800 | 0.39 | 6.75 | G01 16mm gypsum board | 0.0159 | 1856 | 0.13 | 1.8 | F07 25mm stucco | 0.0254 | 1885.696 | 508.8 | 72 | 508.8 | 3394.2528 | 3434.4 | 3240 | 3434.4 | 13503.0528 | 245.1405 | 198.432 | 133.92 | 198.432 | 775.9245
25 | Offices_ZN_1_FLR_1_Wall_1 | Wall | nonres_ext_wall | Offices_ZN_1_FLR_1 | 84 | 800 | 0.39 | 6.75 | G01 16mm gypsum board | 0.0159 | 12 | 1.86 | 45 | Nonres_Exterior_Wall_Insulation | 0.15 | 800 | 0.39 | 6.75 | G01 16mm gypsum board | 0.0159 | 1856 | 0.13 | 1.8 | F07 25mm stucco | 0.0254 | 3959.9616 | 1068.48 | 151.2 | 1068.48 | 7127.9309 | 7212.24 | 6804 | 7212.24 | 28356.4109 | 514.795 | 416.7072 | 281.232 | 416.7072 | 1629.4414
26 | Offices_ZN_1_FLR_1_Wall_2 | Wall | nonres_ext_wall | Offices_ZN_1_FLR_1 | 84 | 800 | 0.39 | 6.75 | G01 16mm gypsum board | 0.0159 | 12 | 1.86 | 45 | Nonres_Exterior_Wall_Insulation | 0.15 | 800 | 0.39 | 6.75 | G01 16mm gypsum board | 0.0159 | 1856 | 0.13 | 1.8 | F07 25mm stucco | 0.0254 | 3959.9616 | 1068.48 | 151.2 | 1068.48 | 7127.9309 | 7212.24 | 6804 | 7212.24 | 28356.4109 | 514.795 | 416.7072 | 281.232 | 416.7072 | 1629.4414
27 | Gym_ZN_1_FLR_1_Wall_2 | Wall | nonres_ext_wall | Gym_ZN_1_FLR_1 | 68 | 800 | 0.39 | 6.75 | G01 16mm gypsum board | 0.0159 | 12 | 1.86 | 45 | Nonres_Exterior_Wall_Insulation | 0.15 | 800 | 0.39 | 6.75 | G01 16mm gypsum board | 0.0159 | 1856 | 0.13 | 1.8 | F07 25mm stucco | 0.0254 | 3205.6832 | 864.96 | 122.4 | 864.96 | 5770.2298 | 5838.48 | 5508 | 5838.48 | 22955.1898 | 416.7388 | 337.3344 | 227.664 | 337.3344 | 1319.0716
28 | Kitchen_ZN_1_FLR_1_Wall_2 | Wall | nonres_ext_wall | Kitchen_ZN_1_FLR_1 | 32 | 800 | 0.39 | 6.75 | G01 16mm gypsum board | 0.0159 | 12 | 1.86 | 45 | Nonres_Exterior_Wall_Insulation | 0.15 | 800 | 0.39 | 6.75 | G01 16mm gypsum board | 0.0159 | 1856 | 0.13 | 1.8 | F07 25mm stucco | 0.0254 | 1508.5568 | 407.04 | 57.6 | 407.04 | 2715.4022 | 2747.52 | 2592 | 2747.52 | 10802.4422 | 196.1124 | 158.7456 | 107.136 | 158.7456 | 620.7396
29 | Cafeteria_ZN_1_FLR_1_Wall_2 | Wall | nonres_ext_wall | Cafeteria_ZN_1_FLR_1 | 60 | 800 | 0.39 | 6.75 | G01 16mm gypsum board | 0.0159 | 12 | 1.86 | 45 | Nonres_Exterior_Wall_Insulation | 0.15 | 800 | 0.39 | 6.75 | G01 16mm gypsum board | 0.0159 | 1856 | 0.13 | 1.8 | F07 25mm stucco | 0.0254 | 2828.544 | 763.2 | 108 | 763.2 | 5091.3792 | 5151.6 | 4860 | 5151.6 | 20254.5792 | 367.7107 | 297.648 | 200.88 | 297.648 | 1163.8867
30 | Cafeteria_ZN_1_FLR_1_Wall_3 | Wall | nonres_ext_wall | Cafeteria_ZN_1_FLR_1 | 84 | 800 | 0.39 | 6.75 | G01 16mm gypsum board | 0.0159 | 12 | 1.86 | 45 | Nonres_Exterior_Wall_Insulation | 0.15 | 800 | 0.39 | 6.75 | G01 16mm gypsum board | 0.0159 | 1856 | 0.13 | 1.8 | F07 25mm stucco | 0.0254 | 3959.9616 | 1068.48 | 151.2 | 1068.48 | 7127.9309 | 7212.24 | 6804 | 7212.24 | 28356.4109 | 514.795 | 416.7072 | 281.232 | 416.7072 | 1629.4414
31 | Library_Media_Center_ZN_1_FLR_1_Wall_2 | Wall | nonres_ext_wall | Library_Media_Center_ZN_1_FLR_1 | 84 | 800 | 0.39 | 6.75 | G01 16mm gypsum board | 0.0159 | 12 | 1.86 | 45 | Nonres_Exterior_Wall_Insulation | 0.15 | 800 | 0.39 | 6.75 | G01 16mm gypsum board | 0.0159 | 1856 | 0.13 | 1.8 | F07 25mm stucco | 0.0254 | 3959.9616 | 1068.48 | 151.2 | 1068.48 | 7127.9309 | 7212.24 | 6804 | 7212.24 | 28356.4109 | 514.795 | 416.7072 | 281.232 | 416.7072 | 1629.4414
32 | Library_Media_Center_ZN_1_FLR_1_Wall_3 | Wall | nonres_ext_wall | Library_Media_Center_ZN_1_FLR_1 | 76 | 800 | 0.39 | 6.75 | G01 16mm gypsum board | 0.0159 | 12 | 1.86 | 45 | Nonres_Exterior_Wall_Insulation | 0.15 | 800 | 0.39 | 6.75 | G01 16mm gypsum board | 0.0159 | 1856 | 0.13 | 1.8 | F07 25mm stucco | 0.0254 | 3582.8224 | 966.72 | 136.8 | 966.72 | 6449.0803 | 6525.36 | 6156 | 6525.36 | 25655.8003 | 465.7669 | 377.0208 | 254.448 | 377.0208 | 1474.2565
33 | Corner_Class_1_Pod_1_ZN_1_FLR_1_Wall_2 | Wall | int_wall | Corner_Class_1_Pod_1_ZN_1_FLR_1 | 36 | 800 | 0.39 | 6.75 | G01 13mm gypsum board | 0.0127 | [10 empty] | 800 | 0.39 | 6.75 | G01 13mm gypsum board | 0.0127 | 365.76 | 365.76 |  |  | 2468.88 | 2468.88 |  |  | 4937.76 | 142.6464 | 142.6464 |  |  | 285.2928
34 | Corner_Class_1_Pod_1_ZN_1_FLR_1_Wall_3 | Wall | int_wall | Corner_Class_1_Pod_1_ZN_1_FLR_1 | 44 | 800 | 0.39 | 6.75 | G01 13mm gypsum board | 0.0127 | [10 empty] | 800 | 0.39 | 6.75 | G01 13mm gypsum board | 0.0127 | 447.04 | 447.04 |  |  | 3017.52 | 3017.52 |  |  | 6035.04 | 174.3456 | 174.3456 |  |  | 348.6912
35 | Mult_Class_1_Pod_1_ZN_1_FLR_1_Wall_2 | Wall | int_wall | Mult_Class_1_Pod_1_ZN_1_FLR_1 | 36 | 800 | 0.39 | 6.75 | G01 13mm gypsum board | 0.0127 | [10 empty] | 800 | 0.39 | 6.75 | G01 13mm gypsum board | 0.0127 | 365.76 | 365.76 |  |  | 2468.88 | 2468.88 |  |  | 4937.76 | 142.6464 | 142.6464 |  |  | 285.2928
36 | Mult_Class_1_Pod_1_ZN_1_FLR_1_Wall_3 | Wall | int_wall | Mult_Class_1_Pod_1_ZN_1_FLR_1 | 212 | 800 | 0.39 | 6.75 | G01 13mm gypsum board | 0.0127 | [10 empty] | 800 | 0.39 | 6.75 | G01 13mm gypsum board | 0.0127 | 2153.92 | 2153.92 |  |  | 14538.96 | 14538.96 |  |  | 29077.92 | 840.0288 | 840.0288 |  |  | 1680.0576
37 | Mult_Class_1_Pod_1_ZN_1_FLR_1_Wall_4 | Wall | int_wall | Mult_Class_1_Pod_1_ZN_1_FLR_1 | 36 | 800 | 0.39 | 6.75 | G01 13mm gypsum board | 0.0127 | [10 empty] | 800 | 0.39 | 6.75 | G01 13mm gypsum board | 0.0127 | 365.76 | 365.76 |  |  | 2468.88 | 2468.88 |  |  | 4937.76 | 142.6464 | 142.6464 |  |  | 285.2928
38 | Corridor_Pod_1_ZN_1_FLR_1_Wall_1 | Wall | int_wall | Corridor_Pod_1_ZN_1_FLR_1 | 44 | 800 | 0.39 | 6.75 | G01 13mm gypsum board | 0.0127 | [10 empty] | 800 | 0.39 | 6.75 | G01 13mm gypsum board | 0.0127 | 447.04 | 447.04 |  |  | 3017.52 | 3017.52 |  |  | 6035.04 | 174.3456 | 174.3456 |  |  | 348.6912
39 | Corridor_Pod_1_ZN_1_FLR_1_Wall_2 | Wall | int_wall | Corridor_Pod_1_ZN_1_FLR_1 | 212 | 800 | 0.39 | 6.75 | G01 13mm gypsum board | 0.0127 | [10 empty] | 800 | 0.39 | 6.75 | G01 13mm gypsum board | 0.0127 | 2153.92 | 2153.92 |  |  | 14538.96 | 14538.96 |  |  | 29077.92 | 840.0288 | 840.0288 |  |  | 1680.0576
40 | Corridor_Pod_1_ZN_1_FLR_1_Wall_3 | Wall | int_wall | Corridor_Pod_1_ZN_1_FLR_1 | 12 | 800 | 0.39 | 6.75 | G01 13mm gypsum board | 0.0127 | [10 empty] | 800 | 0.39 | 6.75 | G01 13mm gypsum board | 0.0127 | 121.92 | 121.92 |  |  | 822.96 | 822.96 |  |  | 1645.92 | 47.5488 | 47.5488 |  |  | 95.0976
41 | Corridor_Pod_1_ZN_1_FLR_1_Wall_4 | Wall | int_wall | Corridor_Pod_1_ZN_1_FLR_1 | 212 | 800 | 0.39 | 6.75 | G01 13mm gypsum board | 0.0127 | [10 empty] | 800 | 0.39 | 6.75 | G01 13mm gypsum board | 0.0127 | 2153.92 | 2153.92 |  |  | 14538.96 | 14538.96 |  |  | 29077.92 | 840.0288 | 840.0288 |  |  | 1680.0576
42 | Corridor_Pod_1_ZN_1_FLR_1_Wall_5 | Wall | int_wall | Corridor_Pod_1_ZN_1_FLR_1 | 44 | 800 | 0.39 | 6.75 | G01 13mm gypsum board | 0.0127 | [10 empty] | 800 | 0.39 | 6.75 | G01 13mm gypsum board | 0.0127 | 447.04 | 447.04 |  |  | 3017.52 | 3017.52 |  |  | 6035.04 | 174.3456 | 174.3456 |  |  | 348.6912
43 | Corner_Class_2_Pod_1_ZN_1_FLR_1_Wall_1 | Wall | int_wall | Corner_Class_2_Pod_1_ZN_1_FLR_1 | 44 | 800 | 0.39 | 6.75 | G01 13mm gypsum board | 0.0127 | [10 empty] | 800 | 0.39 | 6.75 | G01 13mm gypsum board | 0.0127 | 447.04 | 447.04 |  |  | 3017.52 | 3017.52 |  |  | 6035.04 | 174.3456 | 174.3456 |  |  | 348.6912
44 | Corner_Class_2_Pod_1_ZN_1_FLR_1_Wall_2 | Wall | int_wall | Corner_Class_2_Pod_1_ZN_1_FLR_1 | 36 | 800 | 0.39 | 6.75 | G01 13mm gypsum board | 0.0127 | [10 empty] | 800 | 0.39 | 6.75 | G01 13mm gypsum board | 0.0127 | 365.76 | 365.76 |  |  | 2468.88 | 2468.88 |  |  | 4937.76 | 142.6464 | 142.6464 |  |  | 285.2928
45 | Mult_Class_2_Pod_1_ZN_1_FLR_1_Wall_1 | Wall | int_wall | Mult_Class_2_Pod_1_ZN_1_FLR_1 | 212 | 800 | 0.39 | 6.75 | G01 13mm gypsum board | 0.0127 | [10 empty] | 800 | 0.39 | 6.75 | G01 13mm gypsum board | 0.0127 | 2153.92 | 2153.92 |  |  | 14538.96 | 14538.96 |  |  | 29077.92 | 840.0288 | 840.0288 |  |  | 1680.0576
46 | Mult_Class_2_Pod_1_ZN_1_FLR_1_Wall_2 | Wall | int_wall | Mult_Class_2_Pod_1_ZN_1_FLR_1 | 36 | 800 | 0.39 | 6.75 | G01 13mm gypsum board | 0.0127 | [10 empty] | 800 | 0.39 | 6.75 | G01 13mm gypsum board | 0.0127 | 365.76 | 365.76 |  |  | 2468.88 | 2468.88 |  |  | 4937.76 | 142.6464 | 142.6464 |  |  | 285.2928
47 | Mult_Class_2_Pod_1_ZN_1_FLR_1_Wall_4 | Wall | int_wall | Mult_Class_2_Pod_1_ZN_1_FLR_1 | 36 | 800 | 0.39 | 6.75 | G01 13mm gypsum board | 0.0127 | [10 empty] | 800 | 0.39 | 6.75 | G01 13mm gypsum board | 0.0127 | 365.76 | 365.76 |  |  | 2468.88 | 2468.88 |  |  | 4937.76 | 142.6464 | 142.6464 |  |  | 285.2928
48 | Corner_Class_1_Pod_2_ZN_1_FLR_1_Wall_2 | Wall | int_wall | Corner_Class_1_Pod_2_ZN_1_FLR_1 | 36 | 800 | 0.39 | 6.75 | G01 13mm gypsum board | 0.0127 | [10 empty] | 800 | 0.39 | 6.75 | G01 13mm gypsum board | 0.0127 | 365.76 | 365.76 |  |  | 2468.88 | 2468.88 |  |  | 4937.76 | 142.6464 | 142.6464 |  |  | 285.2928
49 | Corner_Class_1_Pod_2_ZN_1_FLR_1_Wall_3 | Wall | int_wall | Corner_Class_1_Pod_2_ZN_1_FLR_1 | 44 | 800 | 0.39 | 6.75 | G01 13mm gypsum board | 0.0127 | [10 empty] | 800 | 0.39 | 6.75 | G01 13mm gypsum board | 0.0127 | 447.04 | 447.04 |  |  | 3017.52 | 3017.52 |  |  | 6035.04 | 174.3456 | 174.3456 |  |  | 348.6912
50 | Mult_Class_1_Pod_2_ZN_1_FLR_1_Wall_2 | Wall | int_wall | Mult_Class_1_Pod_2_ZN_1_FLR_1 | 36 | 800 | 0.39 | 6.75 | G01 13mm gypsum board | 0.0127 | [10 empty] | 800 | 0.39 | 6.75 | G01 13mm gypsum board | 0.0127 | 365.76 | 365.76 |  |  | 2468.88 | 2468.88 |  |  | 4937.76 | 142.6464 | 142.6464 |  |  | 285.2928
51 | Mult_Class_1_Pod_2_ZN_1_FLR_1_Wall_3 | Wall | int_wall | Mult_Class_1_Pod_2_ZN_1_FLR_1 | 212 | 800 | 0.39 | 6.75 | G01 13mm gypsum board | 0.0127 | [10 empty] | 800 | 0.39 | 6.75 | G01 13mm gypsum board | 0.0127 | 2153.92 | 2153.92 |  |  | 14538.96 | 14538.96 |  |  | 29077.92 | 840.0288 | 840.0288 |  |  | 1680.0576
52 | Mult_Class_1_Pod_2_ZN_1_FLR_1_Wall_4 | Wall | int_wall | Mult_Class_1_Pod_2_ZN_1_FLR_1 | 36 | 800 | 0.39 | 6.75 | G01 13mm gypsum board | 0.0127 | [10 empty] | 800 | 0.39 | 6.75 | G01 13mm gypsum board | 0.0127 | 365.76 | 365.76 |  |  | 2468.88 | 2468.88 |  |  | 4937.76 | 142.6464 | 142.6464 |  |  | 285.2928
53 | Corridor_Pod_2_ZN_1_FLR_1_Wall_1 | Wall | int_wall | Corridor_Pod_2_ZN_1_FLR_1 | 44 | 800 | 0.39 | 6.75 | G01 13mm gypsum board | 0.0127 | [10 empty] | 800 | 0.39 | 6.75 | G01 13mm gypsum board | 0.0127 | 447.04 | 447.04 |  |  | 3017.52 | 3017.52 |  |  | 6035.04 | 174.3456 | 174.3456 |  |  | 348.6912
54 | Corridor_Pod_2_ZN_1_FLR_1_Wall_2 | Wall | int_wall | Corridor_Pod_2_ZN_1_FLR_1 | 212 | 800 | 0.39 | 6.75 | G01 13mm gypsum board | 0.0127 | [10 empty] | 800 | 0.39 | 6.75 | G01 13mm gypsum board | 0.0127 | 2153.92 | 2153.92 |  |  | 14538.96 | 14538.96 |  |  | 29077.92 | 840.0288 | 840.0288 |  |  | 1680.0576
55 | Corridor_Pod_2_ZN_1_FLR_1_Wall_3 | Wall | int_wall | Corridor_Pod_2_ZN_1_FLR_1 | 12 | 800 | 0.39 | 6.75 | G01 13mm gypsum board | 0.0127 | [10 empty] | 800 | 0.39 | 6.75 | G01 13mm gypsum board | 0.0127 | 121.92 | 121.92 |  |  | 822.96 | 822.96 |  |  | 1645.92 | 47.5488 | 47.5488 |  |  | 95.0976
56 | Corridor_Pod_2_ZN_1_FLR_1_Wall_4 | Wall | int_wall | Corridor_Pod_2_ZN_1_FLR_1 | 212 | 800 | 0.39 | 6.75 | G01 13mm gypsum board | 0.0127 | [10 empty] | 800 | 0.39 | 6.75 | G01 13mm gypsum board | 0.0127 | 2153.92 | 2153.92 |  |  | 14538.96 | 14538.96 |  |  | 29077.92 | 840.0288 | 840.0288 |  |  | 1680.0576
57 | Corridor_Pod_2_ZN_1_FLR_1_Wall_5 | Wall | int_wall | Corridor_Pod_2_ZN_1_FLR_1 | 44 | 800 | 0.39 | 6.75 | G01 13mm gypsum board | 0.0127 | [10 empty] | 800 | 0.39 | 6.75 | G01 13mm gypsum board | 0.0127 | 447.04 | 447.04 |  |  | 3017.52 | 3017.52 |  |  | 6035.04 | 174.3456 | 174.3456 |  |  | 348.6912
58 | Corner_Class_2_Pod_2_ZN_1_FLR_1_Wall_1 | Wall | int_wall | Corner_Class_2_Pod_2_ZN_1_FLR_1 | 44 | 800 | 0.39 | 6.75 | G01 13mm gypsum board | 0.0127 | [10 empty] | 800 | 0.39 | 6.75 | G01 13mm gypsum board | 0.0127 | 447.04 | 447.04 |  |  | 3017.52 | 3017.52 |  |  | 6035.04 | 174.3456 | 174.3456 |  |  | 348.6912
59 | Corner_Class_2_Pod_2_ZN_1_FLR_1_Wall_2 | Wall | int_wall | Corner_Class_2_Pod_2_ZN_1_FLR_1 | 36 | 800 | 0.39 | 6.75 | G01 13mm gypsum board | 0.0127 | [10 empty] | 800 | 0.39 | 6.75 | G01 13mm gypsum board | 0.0127 | 365.76 | 365.76 |  |  | 2468.88 | 2468.88 |  |  | 4937.76 | 142.6464 | 142.6464 |  |  | 285.2928
60 | Mult_Class_2_Pod_2_ZN_1_FLR_1_Wall_1 | Wall | int_wall | Mult_Class_2_Pod_2_ZN_1_FLR_1 | 212 | 800 | 0.39 | 6.75 | G01 13mm gypsum board | 0.0127 | [10 empty] | 800 | 0.39 | 6.75 | G01 13mm gypsum board | 0.0127 | 2153.92 | 2153.92 |  |  | 14538.96 | 14538.96 |  |  | 29077.92 | 840.0288 | 840.0288 |  |  | 1680.0576
61 | Mult_Class_2_Pod_2_ZN_1_FLR_1_Wall_2 | Wall | int_wall | Mult_Class_2_Pod_2_ZN_1_FLR_1 | 36 | 800 | 0.39 | 6.75 | G01 13mm gypsum board | 0.0127 | [10 empty] | 800 | 0.39 | 6.75 | G01 13mm gypsum board | 0.0127 | 365.76 | 365.76 |  |  | 2468.88 | 2468.88 |  |  | 4937.76 | 142.6464 | 142.6464 |  |  | 285.2928
62 | Mult_Class_2_Pod_2_ZN_1_FLR_1_Wall_4 | Wall | int_wall | Mult_Class_2_Pod_2_ZN_1_FLR_1 | 36 | 800 | 0.39 | 6.75 | G01 13mm gypsum board | 0.0127 | [10 empty] | 800 | 0.39 | 6.75 | G01 13mm gypsum board | 0.0127 | 365.76 | 365.76 |  |  | 2468.88 | 2468.88 |  |  | 4937.76 | 142.6464 | 142.6464 |  |  | 285.2928
63 | Corner_Class_1_Pod_3_ZN_1_FLR_1_Wall_2 | Wall | int_wall | Corner_Class_1_Pod_3_ZN_1_FLR_1 | 36 | 800 | 0.39 | 6.75 | G01 13mm gypsum board | 0.0127 | [10 empty] | 800 | 0.39 | 6.75 | G01 13mm gypsum board | 0.0127 | 365.76 | 365.76 |  |  | 2468.88 | 2468.88 |  |  | 4937.76 | 142.6464 | 142.6464 |  |  | 285.2928
64 | Corner_Class_1_Pod_3_ZN_1_FLR_1_Wall_3 | Wall | int_wall | Corner_Class_1_Pod_3_ZN_1_FLR_1 | 44 | 800 | 0.39 | 6.75 | G01 13mm gypsum board | 0.0127 | [10 empty] | 800 | 0.39 | 6.75 | G01 13mm gypsum board | 0.0127 | 447.04 | 447.04 |  |  | 3017.52 | 3017.52 |  |  | 6035.04 | 174.3456 | 174.3456 |  |  | 348.6912
65 | Mult_Class_1_Pod_3_ZN_1_FLR_1_Wall_2 | Wall | int_wall | Mult_Class_1_Pod_3_ZN_1_FLR_1 | 36 | 800 | 0.39 | 6.75 | G01 13mm gypsum board | 0.0127 | [10 empty] | 800 | 0.39 | 6.75 | G01 13mm gypsum board | 0.0127 | 365.76 | 365.76 |  |  | 2468.88 | 2468.88 |  |  | 4937.76 | 142.6464 | 142.6464 |  |  | 285.2928
66 | Mult_Class_1_Pod_3_ZN_1_FLR_1_Wall_3 | Wall | int_wall | Mult_Class_1_Pod_3_ZN_1_FLR_1 | 212 | 800 | 0.39 | 6.75 | G01 13mm gypsum board | 0.0127 | [10 empty] | 800 | 0.39 | 6.75 | G01 13mm gypsum board | 0.0127 | 2153.92 | 2153.92 |  |  | 14538.96 | 14538.96 |  |  | 29077.92 | 840.0288 | 840.0288 |  |  | 1680.0576
67 | Mult_Class_1_Pod_3_ZN_1_FLR_1_Wall_4 | Wall | int_wall | Mult_Class_1_Pod_3_ZN_1_FLR_1 | 36 | 800 | 0.39 | 6.75 | G01 13mm gypsum board | 0.0127 | [10 empty] | 800 | 0.39 | 6.75 | G01 13mm gypsum board | 0.0127 | 365.76 | 365.76 |  |  | 2468.88 | 2468.88 |  |  | 4937.76 | 142.6464 | 142.6464 |  |  | 285.2928
68 | Corridor_Pod_3_ZN_1_FLR_1_Wall_1 | Wall | int_wall | Corridor_Pod_3_ZN_1_FLR_1 | 44 | 800 | 0.39 | 6.75 | G01 13mm gypsum board | 0.0127 | [10 empty] | 800 | 0.39 | 6.75 | G01 13mm gypsum board | 0.0127 | 447.04 | 447.04 |  |  | 3017.52 | 3017.52 |  |  | 6035.04 | 174.3456 | 174.3456 |  |  | 348.6912
69 | Corridor_Pod_3_ZN_1_FLR_1_Wall_2 | Wall | int_wall | Corridor_Pod_3_ZN_1_FLR_1 | 212 | 800 | 0.39 | 6.75 | G01 13mm gypsum board | 0.0127 | [10 empty] | 800 | 0.39 | 6.75 | G01 13mm gypsum board | 0.0127 | 2153.92 | 2153.92 |  |  | 14538.96 | 14538.96 |  |  | 29077.92 | 840.0288 | 840.0288 |  |  | 1680.0576
70 | Corridor_Pod_3_ZN_1_FLR_1_Wall_3 | Wall | int_wall | Corridor_Pod_3_ZN_1_FLR_1 | 12 | 800 | 0.39 | 6.75 | G01 13mm gypsum board | 0.0127 | [10 empty] | 800 | 0.39 | 6.75 | G01 13mm gypsum board | 0.0127 | 121.92 | 121.92 |  |  | 822.96 | 822.96 |  |  | 1645.92 | 47.5488 | 47.5488 |  |  | 95.0976
71 | Corridor_Pod_3_ZN_1_FLR_1_Wall_4 | Wall | int_wall | Corridor_Pod_3_ZN_1_FLR_1 | 72 | 800 | 0.39 | 6.75 | G01 13mm gypsum board | 0.0127 | [10 empty] | 800 | 0.39 | 6.75 | G01 13mm gypsum board | 0.0127 | 731.52 | 731.52 |  |  | 4937.76 | 4937.76 |  |  | 9875.52 | 285.2928 | 285.2928 |  |  | 570.5856
72 | Corridor_Pod_3_ZN_1_FLR_1_Wall_5 | Wall | int_wall | Corridor_Pod_3_ZN_1_FLR_1 | 140 | 800 | 0.39 | 6.75 | G01 13mm gypsum board | 0.0127 | [10 empty] | 800 | 0.39 | 6.75 | G01 13mm gypsum board | 0.0127 | 1422.4 | 1422.4 |  |  | 9601.2 | 9601.2 |  |  | 19202.4 | 554.736 | 554.736 |  |  | 1109.472
73 | Corridor_Pod_3_ZN_1_FLR_1_Wall_6 | Wall | int_wall | Corridor_Pod_3_ZN_1_FLR_1 | 44 | 800 | 0.39 | 6.75 | G01 13mm gypsum board | 0.0127 | [10 empty] | 800 | 0.39 | 6.75 | G01 13mm gypsum board | 0.0127 | 447.04 | 447.04 |  |  | 3017.52 | 3017.52 |  |  | 6035.04 | 174.3456 | 174.3456 |  |  | 348.6912
74 | Corner_Class_2_Pod_3_ZN_1_FLR_1_Wall_1 | Wall | int_wall | Corner_Class_2_Pod_3_ZN_1_FLR_1 | 44 | 800 | 0.39 | 6.75 | G01 13mm gypsum board | 0.0127 | [10 empty] | 800 | 0.39 | 6.75 | G01 13mm gypsum board | 0.0127 | 447.04 | 447.04 |  |  | 3017.52 | 3017.52 |  |  | 6035.04 | 174.3456 | 174.3456 |  |  | 348.6912
75 | Corner_Class_2_Pod_3_ZN_1_FLR_1_Wall_2 | Wall | int_wall | Corner_Class_2_Pod_3_ZN_1_FLR_1 | 36 | 800 | 0.39 | 6.75 | G01 13mm gypsum board | 0.0127 | [10 empty] | 800 | 0.39 | 6.75 | G01 13mm gypsum board | 0.0127 | 365.76 | 365.76 |  |  | 2468.88 | 2468.88 |  |  | 4937.76 | 142.6464 | 142.6464 |  |  | 285.2928
76 | Mult_Class_2_Pod_3_ZN_1_FLR_1_Wall_1 | Wall | int_wall | Mult_Class_2_Pod_3_ZN_1_FLR_1 | 140 | 800 | 0.39 | 6.75 | G01 13mm gypsum board | 0.0127 | [10 empty] | 800 | 0.39 | 6.75 | G01 13mm gypsum board | 0.0127 | 1422.4 | 1422.4 |  |  | 9601.2 | 9601.2 |  |  | 19202.4 | 554.736 | 554.736 |  |  | 1109.472
77 | Mult_Class_2_Pod_3_ZN_1_FLR_1_Wall_2 | Wall | int_wall | Mult_Class_2_Pod_3_ZN_1_FLR_1 | 36 | 800 | 0.39 | 6.75 | G01 13mm gypsum board | 0.0127 | [10 empty] | 800 | 0.39 | 6.75 | G01 13mm gypsum board | 0.0127 | 365.76 | 365.76 |  |  | 2468.88 | 2468.88 |  |  | 4937.76 | 142.6464 | 142.6464 |  |  | 285.2928
78 | Mult_Class_2_Pod_3_ZN_1_FLR_1_Wall_4 | Wall | int_wall | Mult_Class_2_Pod_3_ZN_1_FLR_1 | 36 | 800 | 0.39 | 6.75 | G01 13mm gypsum board | 0.0127 | [10 empty] | 800 | 0.39 | 6.75 | G01 13mm gypsum board | 0.0127 | 365.76 | 365.76 |  |  | 2468.88 | 2468.88 |  |  | 4937.76 | 142.6464 | 142.6464 |  |  | 285.2928
79 | Computer_Class_ZN_1_FLR_1_Wall_1 | Wall | int_wall | Computer_Class_ZN_1_FLR_1 | 72 | 800 | 0.39 | 6.75 | G01 13mm gypsum board | 0.0127 | [10 empty] | 800 | 0.39 | 6.75 | G01 13mm gypsum board | 0.0127 | 731.52 | 731.52 |  |  | 4937.76 | 4937.76 |  |  | 9875.52 | 285.2928 | 285.2928 |  |  | 570.5856
80 | Computer_Class_ZN_1_FLR_1_Wall_2 | Wall | int_wall | Computer_Class_ZN_1_FLR_1 | 36 | 800 | 0.39 | 6.75 | G01 13mm gypsum board | 0.0127 | [10 empty] | 800 | 0.39 | 6.75 | G01 13mm gypsum board | 0.0127 | 365.76 | 365.76 |  |  | 2468.88 | 2468.88 |  |  | 4937.76 | 142.6464 | 142.6464 |  |  | 285.2928
81 | Computer_Class_ZN_1_FLR_1_Wall_4 | Wall | int_wall | Computer_Class_ZN_1_FLR_1 | 36 | 800 | 0.39 | 6.75 | G01 13mm gypsum board | 0.0127 | [10 empty] | 800 | 0.39 | 6.75 | G01 13mm gypsum board | 0.0127 | 365.76 | 365.76 |  |  | 2468.88 | 2468.88 |  |  | 4937.76 | 142.6464 | 142.6464 |  |  | 285.2928
82 | Main_Corridor_ZN_1_FLR_1_Wall_1 | Wall | int_wall | Main_Corridor_ZN_1_FLR_1 | 52 | 800 | 0.39 | 6.75 | G01 13mm gypsum board | 0.0127 | [10 empty] | 800 | 0.39 | 6.75 | G01 13mm gypsum board | 0.0127 | 528.32 | 528.32 |  |  | 3566.16 | 3566.16 |  |  | 7132.32 | 206.0448 | 206.0448 |  |  | 412.0896
83 | Main_Corridor_ZN_1_FLR_1_Wall_2 | Wall | int_wall | Main_Corridor_ZN_1_FLR_1 | 168 | 800 | 0.39 | 6.75 | G01 13mm gypsum board | 0.0127 | [10 empty] | 800 | 0.39 | 6.75 | G01 13mm gypsum board | 0.0127 | 1706.88 | 1706.88 |  |  | 11521.44 | 11521.44 |  |  | 23042.88 | 665.6832 | 665.6832 |  |  | 1331.3664
84 | Main_Corridor_ZN_1_FLR_1_Wall_3 | Wall | int_wall | Main_Corridor_ZN_1_FLR_1 | 52 | 800 | 0.39 | 6.75 | G01 13mm gypsum board | 0.0127 | [10 empty] | 800 | 0.39 | 6.75 | G01 13mm gypsum board | 0.0127 | 528.32 | 528.32 |  |  | 3566.16 | 3566.16 |  |  | 7132.32 | 206.0448 | 206.0448 |  |  | 412.0896
85 | Main_Corridor_ZN_1_FLR_1_Wall_4 | Wall | int_wall | Main_Corridor_ZN_1_FLR_1 | 36 | 800 | 0.39 | 6.75 | G01 13mm gypsum board | 0.0127 | [10 empty] | 800 | 0.39 | 6.75 | G01 13mm gypsum board | 0.0127 | 365.76 | 365.76 |  |  | 2468.88 | 2468.88 |  |  | 4937.76 | 142.6464 | 142.6464 |  |  | 285.2928
86 | Main_Corridor_ZN_1_FLR_1_Wall_5 | Wall | int_wall | Main_Corridor_ZN_1_FLR_1 | 12 | 800 | 0.39 | 6.75 | G01 13mm gypsum board | 0.0127 | [10 empty] | 800 | 0.39 | 6.75 | G01 13mm gypsum board | 0.0127 | 121.92 | 121.92 |  |  | 822.96 | 822.96 |  |  | 1645.92 | 47.5488 | 47.5488 |  |  | 95.0976
87 | Main_Corridor_ZN_1_FLR_1_Wall_6 | Wall | int_wall | Main_Corridor_ZN_1_FLR_1 | 36 | 800 | 0.39 | 6.75 | G01 13mm gypsum board | 0.0127 | [10 empty] | 800 | 0.39 | 6.75 | G01 13mm gypsum board | 0.0127 | 365.76 | 365.76 |  |  | 2468.88 | 2468.88 |  |  | 4937.76 | 142.6464 | 142.6464 |  |  | 285.2928
88 | Main_Corridor_ZN_1_FLR_1_Wall_8 | Wall | int_wall | Main_Corridor_ZN_1_FLR_1 | 36 | 800 | 0.39 | 6.75 | G01 13mm gypsum board | 0.0127 | [10 empty] | 800 | 0.39 | 6.75 | G01 13mm gypsum board | 0.0127 | 365.76 | 365.76 |  |  | 2468.88 | 2468.88 |  |  | 4937.76 | 142.6464 | 142.6464 |  |  | 285.2928
89 | Main_Corridor_ZN_1_FLR_1_Wall_9 | Wall | int_wall | Main_Corridor_ZN_1_FLR_1 | 12 | 800 | 0.39 | 6.75 | G01 13mm gypsum board | 0.0127 | [10 empty] | 800 | 0.39 | 6.75 | G01 13mm gypsum board | 0.0127 | 121.92 | 121.92 |  |  | 822.96 | 822.96 |  |  | 1645.92 | 47.5488 | 47.5488 |  |  | 95.0976
90 | Lobby_ZN_1_FLR_1_Wall_2 | Wall | int_wall | Lobby_ZN_1_FLR_1 | 36 | 800 | 0.39 | 6.75 | G01 13mm gypsum board | 0.0127 | [10 empty] | 800 | 0.39 | 6.75 | G01 13mm gypsum board | 0.0127 | 365.76 | 365.76 |  |  | 2468.88 | 2468.88 |  |  | 4937.76 | 142.6464 | 142.6464 |  |  | 285.2928
91 | Lobby_ZN_1_FLR_1_Wall_3 | Wall | int_wall | Lobby_ZN_1_FLR_1 | 24 | 800 | 0.39 | 6.75 | G01 13mm gypsum board | 0.0127 | [10 empty] | 800 | 0.39 | 6.75 | G01 13mm gypsum board | 0.0127 | 243.84 | 243.84 |  |  | 1645.92 | 1645.92 |  |  | 3291.84 | 95.0976 | 95.0976 |  |  | 190.1952
92 | Lobby_ZN_1_FLR_1_Wall_4 | Wall | int_wall | Lobby_ZN_1_FLR_1 | 52 | 800 | 0.39 | 6.75 | G01 13mm gypsum board | 0.0127 | [10 empty] | 800 | 0.39 | 6.75 | G01 13mm gypsum board | 0.0127 | 528.32 | 528.32 |  |  | 3566.16 | 3566.16 |  |  | 7132.32 | 206.0448 | 206.0448 |  |  | 412.0896
93 | Lobby_ZN_1_FLR_1_Wall_5 | Wall | int_wall | Lobby_ZN_1_FLR_1 | 36 | 800 | 0.39 | 6.75 | G01 13mm gypsum board | 0.0127 | [10 empty] | 800 | 0.39 | 6.75 | G01 13mm gypsum board | 0.0127 | 365.76 | 365.76 |  |  | 2468.88 | 2468.88 |  |  | 4937.76 | 142.6464 | 142.6464 |  |  | 285.2928
94 | Mech_ZN_1_FLR_1_Wall_1 | Wall | int_wall | Mech_ZN_1_FLR_1 | 24 | 800 | 0.39 | 6.75 | G01 13mm gypsum board | 0.0127 | [10 empty] | 800 | 0.39 | 6.75 | G01 13mm gypsum board | 0.0127 | 243.84 | 243.84 |  |  | 1645.92 | 1645.92 |  |  | 3291.84 | 95.0976 | 95.0976 |  |  | 190.1952
95 | Mech_ZN_1_FLR_1_Wall_2 | Wall | int_wall | Mech_ZN_1_FLR_1 | 48 | 800 | 0.39 | 6.75 | G01 13mm gypsum board | 0.0127 | [10 empty] | 800 | 0.39 | 6.75 | G01 13mm gypsum board | 0.0127 | 487.68 | 487.68 |  |  | 3291.84 | 3291.84 |  |  | 6583.68 | 190.1952 | 190.1952 |  |  | 380.3904
96 | Mech_ZN_1_FLR_1_Wall_3 | Wall | int_wall | Mech_ZN_1_FLR_1 | 68 | 800 | 0.39 | 6.75 | G01 13mm gypsum board | 0.0127 | [10 empty] | 800 | 0.39 | 6.75 | G01 13mm gypsum board | 0.0127 | 690.88 | 690.88 |  |  | 4663.44 | 4663.44 |  |  | 9326.88 | 269.4432 | 269.4432 |  |  | 538.8864
97 | Mech_ZN_1_FLR_1_Wall_4 | Wall | int_wall | Mech_ZN_1_FLR_1 | 32 | 800 | 0.39 | 6.75 | G01 13mm gypsum board | 0.0127 | [10 empty] | 800 | 0.39 | 6.75 | G01 13mm gypsum board | 0.0127 | 325.12 | 325.12 |  |  | 2194.56 | 2194.56 |  |  | 4389.12 | 126.7968 | 126.7968 |  |  | 253.5936
98 | Mech_ZN_1_FLR_1_Wall_5 | Wall | int_wall | Mech_ZN_1_FLR_1 | 20 | 800 | 0.39 | 6.75 | G01 13mm gypsum board | 0.0127 | [10 empty] | 800 | 0.39 | 6.75 | G01 13mm gypsum board | 0.0127 | 203.2 | 203.2 |  |  | 1371.6 | 1371.6 |  |  | 2743.2 | 79.248 | 79.248 |  |  | 158.496
99 | Mech_ZN_1_FLR_1_Wall_6 | Wall | int_wall | Mech_ZN_1_FLR_1 | 24 | 800 | 0.39 | 6.75 | G01 13mm gypsum board | 0.0127 | [10 empty] | 800 | 0.39 | 6.75 | G01 13mm gypsum board | 0.0127 | 243.84 | 243.84 |  |  | 1645.92 | 1645.92 |  |  | 3291.84 | 95.0976 | 95.0976 |  |  | 190.1952
100 | Mech_ZN_1_FLR_1_Wall_7 | Wall | int_wall | Mech_ZN_1_FLR_1 | 168 | 800 | 0.39 | 6.75 | G01 13mm gypsum board | 0.0127 | [10 empty] | 800 | 0.39 | 6.75 | G01 13mm gypsum board | 0.0127 | 1706.88 | 1706.88 |  |  | 11521.44 | 11521.44 |  |  | 23042.88 | 665.6832 | 665.6832 |  |  | 1331.3664
101 | Bath_ZN_1_FLR_1_Wall_1 | Wall | int_wall | Bath_ZN_1_FLR_1 | 52 | 800 | 0.39 | 6.75 | G01 13mm gypsum board | 0.0127 | [10 empty] | 800 | 0.39 | 6.75 | G01 13mm gypsum board | 0.0127 | 528.32 | 528.32 |  |  | 3566.16 | 3566.16 |  |  | 7132.32 | 206.0448 | 206.0448 |  |  | 412.0896
102 | Bath_ZN_1_FLR_1_Wall_2 | Wall | int_wall | Bath_ZN_1_FLR_1 | 24 | 800 | 0.39 | 6.75 | G01 13mm gypsum board | 0.0127 | [10 empty] | 800 | 0.39 | 6.75 | G01 13mm gypsum board | 0.0127 | 243.84 | 243.84 |  |  | 1645.92 | 1645.92 |  |  | 3291.84 | 95.0976 | 95.0976 |  |  | 190.1952
103 | Bath_ZN_1_FLR_1_Wall_3 | Wall | int_wall | Bath_ZN_1_FLR_1 | 40 | 800 | 0.39 | 6.75 | G01 13mm gypsum board | 0.0127 | [10 empty] | 800 | 0.39 | 6.75 | G01 13mm gypsum board | 0.0127 | 406.4 | 406.4 |  |  | 2743.2 | 2743.2 |  |  | 5486.4 | 158.496 | 158.496 |  |  | 316.992
104 | Bath_ZN_1_FLR_1_Wall_4 | Wall | int_wall | Bath_ZN_1_FLR_1 | 76 | 800 | 0.39 | 6.75 | G01 13mm gypsum board | 0.0127 | [10 empty] | 800 | 0.39 | 6.75 | G01 13mm gypsum board | 0.0127 | 772.16 | 772.16 |  |  | 5212.08 | 5212.08 |  |  | 10424.16 | 301.1424 | 301.1424 |  |  | 602.2848
105 | Offices_ZN_1_FLR_1_Wall_3 | Wall | int_wall | Offices_ZN_1_FLR_1 | 84 | 800 | 0.39 | 6.75 | G01 13mm gypsum board | 0.0127 | [10 empty] | 800 | 0.39 | 6.75 | G01 13mm gypsum board | 0.0127 | 853.44 | 853.44 |  |  | 5760.72 | 5760.72 |  |  | 11521.44 | 332.8416 | 332.8416 |  |  | 665.6832
106 | Offices_ZN_1_FLR_1_Wall_4 | Wall | int_wall | Offices_ZN_1_FLR_1 | 48 | 800 | 0.39 | 6.75 | G01 13mm gypsum board | 0.0127 | [10 empty] | 800 | 0.39 | 6.75 | G01 13mm gypsum board | 0.0127 | 487.68 | 487.68 |  |  | 3291.84 | 3291.84 |  |  | 6583.68 | 190.1952 | 190.1952 |  |  | 380.3904
107 | Offices_ZN_1_FLR_1_Wall_5 | Wall | int_wall | Offices_ZN_1_FLR_1 | 36 | 800 | 0.39 | 6.75 | G01 13mm gypsum board | 0.0127 | [10 empty] | 800 | 0.39 | 6.75 | G01 13mm gypsum board | 0.0127 | 365.76 | 365.76 |  |  | 2468.88 | 2468.88 |  |  | 4937.76 | 142.6464 | 142.6464 |  |  | 285.2928
108 | Gym_ZN_1_FLR_1_Wall_1 | Wall | int_wall | Gym_ZN_1_FLR_1 | 84 | 800 | 0.39 | 6.75 | G01 13mm gypsum board | 0.0127 | [10 empty] | 800 | 0.39 | 6.75 | G01 13mm gypsum board | 0.0127 | 853.44 | 853.44 |  |  | 5760.72 | 5760.72 |  |  | 11521.44 | 332.8416 | 332.8416 |  |  | 665.6832
109 | Gym_ZN_1_FLR_1_Wall_3 | Wall | int_wall | Gym_ZN_1_FLR_1 | 84 | 800 | 0.39 | 6.75 | G01 13mm gypsum board | 0.0127 | [10 empty] | 800 | 0.39 | 6.75 | G01 13mm gypsum board | 0.0127 | 853.44 | 853.44 |  |  | 5760.72 | 5760.72 |  |  | 11521.44 | 332.8416 | 332.8416 |  |  | 665.6832
110 | Gym_ZN_1_FLR_1_Wall_4 | Wall | int_wall | Gym_ZN_1_FLR_1 | 68 | 800 | 0.39 | 6.75 | G01 13mm gypsum board | 0.0127 | [10 empty] | 800 | 0.39 | 6.75 | G01 13mm gypsum board | 0.0127 | 690.88 | 690.88 |  |  | 4663.44 | 4663.44 |  |  | 9326.88 | 269.4432 | 269.4432 |  |  | 538.8864
111 | Kitchen_ZN_1_FLR_1_Wall_1 | Wall | int_wall | Kitchen_ZN_1_FLR_1 | 84 | 800 | 0.39 | 6.75 | G01 13mm gypsum board | 0.0127 | [10 empty] | 800 | 0.39 | 6.75 | G01 13mm gypsum board | 0.0127 | 853.44 | 853.44 |  |  | 5760.72 | 5760.72 |  |  | 11521.44 | 332.8416 | 332.8416 |  |  | 665.6832
112 | Kitchen_ZN_1_FLR_1_Wall_3 | Wall | int_wall | Kitchen_ZN_1_FLR_1 | 84 | 800 | 0.39 | 6.75 | G01 13mm gypsum board | 0.0127 | [10 empty] | 800 | 0.39 | 6.75 | G01 13mm gypsum board | 0.0127 | 853.44 | 853.44 |  |  | 5760.72 | 5760.72 |  |  | 11521.44 | 332.8416 | 332.8416 |  |  | 665.6832
113 | Kitchen_ZN_1_FLR_1_Wall_4 | Wall | int_wall | Kitchen_ZN_1_FLR_1 | 32 | 800 | 0.39 | 6.75 | G01 13mm gypsum board | 0.0127 | [10 empty] | 800 | 0.39 | 6.75 | G01 13mm gypsum board | 0.0127 | 325.12 | 325.12 |  |  | 2194.56 | 2194.56 |  |  | 4389.12 | 126.7968 | 126.7968 |  |  | 253.5936
114 | Cafeteria_ZN_1_FLR_1_Wall_1 | Wall | int_wall | Cafeteria_ZN_1_FLR_1 | 84 | 800 | 0.39 | 6.75 | G01 13mm gypsum board | 0.0127 | [10 empty] | 800 | 0.39 | 6.75 | G01 13mm gypsum board | 0.0127 | 853.44 | 853.44 |  |  | 5760.72 | 5760.72 |  |  | 11521.44 | 332.8416 | 332.8416 |  |  | 665.6832
115 | Cafeteria_ZN_1_FLR_1_Wall_4 | Wall | int_wall | Cafeteria_ZN_1_FLR_1 | 40 | 800 | 0.39 | 6.75 | G01 13mm gypsum board | 0.0127 | [10 empty] | 800 | 0.39 | 6.75 | G01 13mm gypsum board | 0.0127 | 406.4 | 406.4 |  |  | 2743.2 | 2743.2 |  |  | 5486.4 | 158.496 | 158.496 |  |  | 316.992
116 | Cafeteria_ZN_1_FLR_1_Wall_5 | Wall | int_wall | Cafeteria_ZN_1_FLR_1 | 20 | 800 | 0.39 | 6.75 | G01 13mm gypsum board | 0.0127 | [10 empty] | 800 | 0.39 | 6.75 | G01 13mm gypsum board | 0.0127 | 203.2 | 203.2 |  |  | 1371.6 | 1371.6 |  |  | 2743.2 | 79.248 | 79.248 |  |  | 158.496
117 | Library_Media_Center_ZN_1_FLR_1_Wall_1 | Wall | int_wall | Library_Media_Center_ZN_1_FLR_1 | 76 | 800 | 0.39 | 6.75 | G01 13mm gypsum board | 0.0127 | [10 empty] | 800 | 0.39 | 6.75 | G01 13mm gypsum board | 0.0127 | 772.16 | 772.16 |  |  | 5212.08 | 5212.08 |  |  | 10424.16 | 301.1424 | 301.1424 |  |  | 602.2848
118 | Library_Media_Center_ZN_1_FLR_1_Wall_4 | Wall | int_wall | Library_Media_Center_ZN_1_FLR_1 | 36 | 800 | 0.39 | 6.75 | G01 13mm gypsum board | 0.0127 | [10 empty] | 800 | 0.39 | 6.75 | G01 13mm gypsum board | 0.0127 | 365.76 | 365.76 |  |  | 2468.88 | 2468.88 |  |  | 4937.76 | 142.6464 | 142.6464 |  |  | 285.2928
119 | Library_Media_Center_ZN_1_FLR_1_Wall_5 | Wall | int_wall | Library_Media_Center_ZN_1_FLR_1 | 12 | 800 | 0.39 | 6.75 | G01 13mm gypsum board | 0.0127 | [10 empty] | 800 | 0.39 | 6.75 | G01 13mm gypsum board | 0.0127 | 121.92 | 121.92 |  |  | 822.96 | 822.96 |  |  | 1645.92 | 47.5488 | 47.5488 |  |  | 95.0976
120 | Library_Media_Center_ZN_1_FLR_1_Wall_6 | Wall | int_wall | Library_Media_Center_ZN_1_FLR_1 | 36 | 800 | 0.39 | 6.75 | G01 13mm gypsum board | 0.0127 | [10 empty] | 800 | 0.39 | 6.75 | G01 13mm gypsum board | 0.0127 | 365.76 | 365.76 |  |  | 2468.88 | 2468.88 |  |  | 4937.76 | 142.6464 | 142.6464 |  |  | 285.2928
121 | Corner_Class_1_Pod_1_ZN_1_FLR_1_Floor | Floor | ext_slab_6in_with_carpet | Corner_Class_1_Pod_1_ZN_1_FLR_1 | 99 | 110 | 3.9 | 74 | CP02 CARPET PAD | 0.00635 | [10 empty] | 2322 | 0.113 | 0.78 | 150mm Normalweight concrete floor | 0.1524 | 35033.4072 | 69.1515 |  |  | 27326.0576 | 5117.211 |  |  | 32443.2686 | 3958.775 | 269.6909 |  |  | 4228.4659
122 | Mult_Class_1_Pod_1_ZN_1_FLR_1_Floor | Floor | ext_slab_6in_with_carpet | Mult_Class_1_Pod_1_ZN_1_FLR_1 | 477 | 110 | 3.9 | 74 | CP02 CARPET PAD | 0.00635 | [10 empty] | 2322 | 0.113 | 0.78 | 150mm Normalweight concrete floor | 0.1524 | 168797.3256 | 333.1845 |  |  | 131661.914 | 24655.653 |  |  | 156317.567 | 19074.0978 | 1299.4196 |  |  | 20373.5173
123 | Corridor_Pod_1_ZN_1_FLR_1_Floor | Floor | ext_slab_6in_with_carpet | Corridor_Pod_1_ZN_1_FLR_1 | 192 | 110 | 3.9 | 74 | CP02 CARPET PAD | 0.00635 | [10 empty] | 2322 | 0.113 | 0.78 | 150mm Normalweight concrete floor | 0.1524 | 67943.5776 | 134.112 |  |  | 52995.9905 | 9924.288 |  |  | 62920.2785 | 7677.6243 | 523.0368 |  |  | 8200.6611
124 | Corner_Class_2_Pod_1_ZN_1_FLR_1_Floor | Floor | ext_slab_6in_with_carpet | Corner_Class_2_Pod_1_ZN_1_FLR_1 | 99 | 110 | 3.9 | 74 | CP02 CARPET PAD | 0.00635 | [10 empty] | 2322 | 0.113 | 0.78 | 150mm Normalweight concrete floor | 0.1524 | 35033.4072 | 69.1515 |  |  | 27326.0576 | 5117.211 |  |  | 32443.2686 | 3958.775 | 269.6909 |  |  | 4228.4659
125 | Mult_Class_2_Pod_1_ZN_1_FLR_1_Floor | Floor | ext_slab_6in_with_carpet | Mult_Class_2_Pod_1_ZN_1_FLR_1 | 477 | 110 | 3.9 | 74 | CP02 CARPET PAD | 0.00635 | [10 empty] | 2322 | 0.113 | 0.78 | 150mm Normalweight concrete floor | 0.1524 | 168797.3256 | 333.1845 |  |  | 131661.914 | 24655.653 |  |  | 156317.567 | 19074.0978 | 1299.4196 |  |  | 20373.5173
126 | Corner_Class_1_Pod_2_ZN_1_FLR_1_Floor | Floor | ext_slab_6in_with_carpet | Corner_Class_1_Pod_2_ZN_1_FLR_1 | 99 | 110 | 3.9 | 74 | CP02 CARPET PAD | 0.00635 | [10 empty] | 2322 | 0.113 | 0.78 | 150mm Normalweight concrete floor | 0.1524 | 35033.4072 | 69.1515 |  |  | 27326.0576 | 5117.211 |  |  | 32443.2686 | 3958.775 | 269.6909 |  |  | 4228.4659
127 | Mult_Class_1_Pod_2_ZN_1_FLR_1_Floor | Floor | ext_slab_6in_with_carpet | Mult_Class_1_Pod_2_ZN_1_FLR_1 | 477 | 110 | 3.9 | 74 | CP02 CARPET PAD | 0.00635 | [10 empty] | 2322 | 0.113 | 0.78 | 150mm Normalweight concrete floor | 0.1524 | 168797.3256 | 333.1845 |  |  | 131661.914 | 24655.653 |  |  | 156317.567 | 19074.0978 | 1299.4196 |  |  | 20373.5173
128 | Corridor_Pod_2_ZN_1_FLR_1_Floor | Floor | ext_slab_6in_with_carpet | Corridor_Pod_2_ZN_1_FLR_1 | 192 | 110 | 3.9 | 74 | CP02 CARPET PAD | 0.00635 | [10 empty] | 2322 | 0.113 | 0.78 | 150mm Normalweight concrete floor | 0.1524 | 67943.5776 | 134.112 |  |  | 52995.9905 | 9924.288 |  |  | 62920.2785 | 7677.6243 | 523.0368 |  |  | 8200.6611
129 | Corner_Class_2_Pod_2_ZN_1_FLR_1_Floor | Floor | ext_slab_6in_with_carpet | Corner_Class_2_Pod_2_ZN_1_FLR_1 | 99 | 110 | 3.9 | 74 | CP02 CARPET PAD | 0.00635 | [10 empty] | 2322 | 0.113 | 0.78 | 150mm Normalweight concrete floor | 0.1524 | 35033.4072 | 69.1515 |  |  | 27326.0576 | 5117.211 |  |  | 32443.2686 | 3958.775 | 269.6909 |  |  | 4228.4659
130 | Mult_Class_2_Pod_2_ZN_1_FLR_1_Floor | Floor | ext_slab_6in_with_carpet | Mult_Class_2_Pod_2_ZN_1_FLR_1 | 477 | 110 | 3.9 | 74 | CP02 CARPET PAD | 0.00635 | [10 empty] | 2322 | 0.113 | 0.78 | 150mm Normalweight concrete floor | 0.1524 | 168797.3256 | 333.1845 |  |  | 131661.914 | 24655.653 |  |  | 156317.567 | 19074.0978 | 1299.4196 |  |  | 20373.5173
131 | Corner_Class_1_Pod_3_ZN_1_FLR_1_Floor | Floor | ext_slab_6in_with_carpet | Corner_Class_1_Pod_3_ZN_1_FLR_1 | 99 | 110 | 3.9 | 74 | CP02 CARPET PAD | 0.00635 | [10 empty] | 2322 | 0.113 | 0.78 | 150mm Normalweight concrete floor | 0.1524 | 35033.4072 | 69.1515 |  |  | 27326.0576 | 5117.211 |  |  | 32443.2686 | 3958.775 | 269.6909 |  |  | 4228.4659
132 | Mult_Class_1_Pod_3_ZN_1_FLR_1_Floor | Floor | ext_slab_6in_with_carpet | Mult_Class_1_Pod_3_ZN_1_FLR_1 | 477 | 110 | 3.9 | 74 | CP02 CARPET PAD | 0.00635 | [10 empty] | 2322 | 0.113 | 0.78 | 150mm Normalweight concrete floor | 0.1524 | 168797.3256 | 333.1845 |  |  | 131661.914 | 24655.653 |  |  | 156317.567 | 19074.0978 | 1299.4196 |  |  | 20373.5173
133 | Corridor_Pod_3_ZN_1_FLR_1_Floor | Floor | ext_slab_6in_with_carpet | Corridor_Pod_3_ZN_1_FLR_1 | 192 | 110 | 3.9 | 74 | CP02 CARPET PAD | 0.00635 | [10 empty] | 2322 | 0.113 | 0.78 | 150mm Normalweight concrete floor | 0.1524 | 67943.5776 | 134.112 |  |  | 52995.9905 | 9924.288 |  |  | 62920.2785 | 7677.6243 | 523.0368 |  |  | 8200.6611
134 | Corner_Class_2_Pod_3_ZN_1_FLR_1_Floor | Floor | ext_slab_6in_with_carpet | Corner_Class_2_Pod_3_ZN_1_FLR_1 | 99 | 110 | 3.9 | 74 | CP02 CARPET PAD | 0.00635 | [10 empty] | 2322 | 0.113 | 0.78 | 150mm Normalweight concrete floor | 0.1524 | 35033.4072 | 69.1515 |  |  | 27326.0576 | 5117.211 |  |  | 32443.2686 | 3958.775 | 269.6909 |  |  | 4228.4659
135 | Mult_Class_2_Pod_3_ZN_1_FLR_1_Floor | Floor | ext_slab_6in_with_carpet | Mult_Class_2_Pod_3_ZN_1_FLR_1 | 315 | 110 | 3.9 | 74 | CP02 CARPET PAD | 0.00635 | [10 empty] | 2322 | 0.113 | 0.78 | 150mm Normalweight concrete floor | 0.1524 | 111469.932 | 220.0275 |  |  | 86946.547 | 16282.035 |  |  | 103228.582 | 12596.1023 | 858.1073 |  |  | 13454.2096
136 | Computer_Class_ZN_1_FLR_1_Floor | Floor | ext_slab_6in_with_carpet | Computer_Class_ZN_1_FLR_1 | 162 | 110 | 3.9 | 74 | CP02 CARPET PAD | 0.00635 | [10 empty] | 2322 | 0.113 | 0.78 | 150mm Normalweight concrete floor | 0.1524 | 57327.3936 | 113.157 |  |  | 44715.367 | 8373.618 |  |  | 53088.985 | 6477.9955 | 441.3123 |  |  | 6919.3078
137 | Main_Corridor_ZN_1_FLR_1_Floor | Floor | ext_slab_6in_with_carpet | Main_Corridor_ZN_1_FLR_1 | 546 | 110 | 3.9 | 74 | CP02 CARPET PAD | 0.00635 | [10 empty] | 2322 | 0.113 | 0.78 | 150mm Normalweight concrete floor | 0.1524 | 193214.5488 | 381.381 |  |  | 150707.3481 | 28222.194 |  |  | 178929.5421 | 21833.244 | 1487.3859 |  |  | 23320.6299
138 | Lobby_ZN_1_FLR_1_Floor | Floor | ext_slab_6in_with_carpet | Lobby_ZN_1_FLR_1 | 171 | 110 | 3.9 | 74 | CP02 CARPET PAD | 0.00635 | [10 empty] | 2322 | 0.113 | 0.78 | 150mm Normalweight concrete floor | 0.1524 | 60512.2488 | 119.4435 |  |  | 47199.5541 | 8838.819 |  |  | 56038.3731 | 6837.8841 | 465.8297 |  |  | 7303.7138
139 | Mech_ZN_1_FLR_1_Floor | Floor | ext_slab_6in_with_carpet | Mech_ZN_1_FLR_1 | 252 | 110 | 3.9 | 74 | CP02 CARPET PAD | 0.00635 | [10 empty] | 2322 | 0.113 | 0.78 | 150mm Normalweight concrete floor | 0.1524 | 89175.9456 | 176.022 |  |  | 69557.2376 | 13025.628 |  |  | 82582.8656 | 10076.8819 | 686.4858 |  |  | 10763.3677
140 | Bath_ZN_1_FLR_1_Floor | Floor | ext_slab_6in_with_carpet | Bath_ZN_1_FLR_1 | 190 | 110 | 3.9 | 74 | CP02 CARPET PAD | 0.00635 | [10 empty] | 2322 | 0.113 | 0.78 | 150mm Normalweight concrete floor | 0.1524 | 67235.832 | 132.715 |  |  | 52443.949 | 9820.91 |  |  | 62264.859 | 7597.649 | 517.5885 |  |  | 8115.2375
141 | Offices_ZN_1_FLR_1_Floor | Floor | ext_slab_6in_with_carpet | Offices_ZN_1_FLR_1 | 441 | 110 | 3.9 | 74 | CP02 CARPET PAD | 0.00635 | [10 empty] | 2322 | 0.113 | 0.78 | 150mm Normalweight concrete floor | 0.1524 | 156057.9048 | 308.0385 |  |  | 121725.1657 | 22794.849 |  |  | 144520.0147 | 17634.5432 | 1201.3501 |  |  | 18835.8934
142 | Gym_ZN_1_FLR_1_Floor | Floor | ext_slab_6in_with_carpet | Gym_ZN_1_FLR_1 | 357 | 110 | 3.9 | 74 | CP02 CARPET PAD | 0.00635 | [10 empty] | 2322 | 0.113 | 0.78 | 150mm Normalweight concrete floor | 0.1524 | 126332.5896 | 249.3645 |  |  | 98539.4199 | 18452.973 |  |  | 116992.3929 | 14275.5826 | 972.5215 |  |  | 15248.1042
143 | Kitchen_ZN_1_FLR_1_Floor | Floor | ext_slab_6in_with_carpet | Kitchen_ZN_1_FLR_1 | 168 | 110 | 3.9 | 74 | CP02 CARPET PAD | 0.00635 | [10 empty] | 2322 | 0.113 | 0.78 | 150mm Normalweight concrete floor | 0.1524 | 59450.6304 | 117.348 |  |  | 46371.4917 | 8683.752 |  |  | 55055.2437 | 6717.9212 | 457.6572 |  |  | 7175.5784
144 | Cafeteria_ZN_1_FLR_1_Floor | Floor | ext_slab_6in_with_carpet | Cafeteria_ZN_1_FLR_1 | 315 | 110 | 3.9 | 74 | CP02 CARPET PAD | 0.00635 | [10 empty] | 2322 | 0.113 | 0.78 | 150mm Normalweight concrete floor | 0.1524 | 111469.932 | 220.0275 |  |  | 86946.547 | 16282.035 |  |  | 103228.582 | 12596.1023 | 858.1073 |  |  | 13454.2096
145 | Library_Media_Center_ZN_1_FLR_1_Floor | Floor | ext_slab_6in_with_carpet | Library_Media_Center_ZN_1_FLR_1 | 399 | 110 | 3.9 | 74 | CP02 CARPET PAD | 0.00635 | [10 empty] | 2322 | 0.113 | 0.78 | 150mm Normalweight concrete floor | 0.1524 | 141195.2472 | 278.7015 |  |  | 110132.2928 | 20623.911 |  |  | 130756.2038 | 15955.0629 | 1086.9359 |  |  | 17041.9988
146 | Corner_Class_1_Pod_1_ZN_1_FLR_1_Ceiling | Roof | nonres_roof | Corner_Class_1_Pod_1_ZN_1_FLR_1 | 99 | 12 | 1.86 | 45 | Nonres_Roof_Insulation | 0.15 | 7824 | 2.03 | 23.5 | F08 Metal surface | 0.0008 | [5 empty] | 1120 | 0.086 | 5 | F13 Built-up roofing | 0.0095 | 1053.36 | 178.2 | 619.6608 |  | 5266.8 | 8019 | 14562.0288 |  | 27847.8288 | 90.589 | 331.452 | 1257.9114 |  | 1679.9524
147 | Mult_Class_1_Pod_1_ZN_1_FLR_1_Ceiling | Roof | nonres_roof | Mult_Class_1_Pod_1_ZN_1_FLR_1 | 477 | 12 | 1.86 | 45 | Nonres_Roof_Insulation | 0.15 | 7824 | 2.03 | 23.5 | F08 Metal surface | 0.0008 | [5 empty] | 1120 | 0.086 | 5 | F13 Built-up roofing | 0.0095 | 5075.28 | 858.6 | 2985.6384 |  | 25376.4 | 38637 | 70162.5024 |  | 134175.9024 | 436.4741 | 1596.996 | 6060.846 |  | 8094.316
148 | Corridor_Pod_1_ZN_1_FLR_1_Ceiling | Roof | nonres_roof | Corridor_Pod_1_ZN_1_FLR_1 | 192 | 12 | 1.86 | 45 | Nonres_Roof_Insulation | 0.15 | 7824 | 2.03 | 23.5 | F08 Metal surface | 0.0008 | [5 empty] | 1120 | 0.086 | 5 | F13 Built-up roofing | 0.0095 | 2042.88 | 345.6 | 1201.7664 |  | 10214.4 | 15552 | 28241.5104 |  | 54007.9104 | 175.6877 | 642.816 | 2439.5858 |  | 3258.0895
149 | Corner_Class_2_Pod_1_ZN_1_FLR_1_Ceiling | Roof | nonres_roof | Corner_Class_2_Pod_1_ZN_1_FLR_1 | 99 | 12 | 1.86 | 45 | Nonres_Roof_Insulation | 0.15 | 7824 | 2.03 | 23.5 | F08 Metal surface | 0.0008 | [5 empty] | 1120 | 0.086 | 5 | F13 Built-up roofing | 0.0095 | 1053.36 | 178.2 | 619.6608 |  | 5266.8 | 8019 | 14562.0288 |  | 27847.8288 | 90.589 | 331.452 | 1257.9114 |  | 1679.9524
150 | Mult_Class_2_Pod_1_ZN_1_FLR_1_Ceiling | Roof | nonres_roof | Mult_Class_2_Pod_1_ZN_1_FLR_1 | 477 | 12 | 1.86 | 45 | Nonres_Roof_Insulation | 0.15 | 7824 | 2.03 | 23.5 | F08 Metal surface | 0.0008 | [5 empty] | 1120 | 0.086 | 5 | F13 Built-up roofing | 0.0095 | 5075.28 | 858.6 | 2985.6384 |  | 25376.4 | 38637 | 70162.5024 |  | 134175.9024 | 436.4741 | 1596.996 | 6060.846 |  | 8094.316
151 | Corner_Class_1_Pod_2_ZN_1_FLR_1_Ceiling | Roof | nonres_roof | Corner_Class_1_Pod_2_ZN_1_FLR_1 | 99 | 12 | 1.86 | 45 | Nonres_Roof_Insulation | 0.15 | 7824 | 2.03 | 23.5 | F08 Metal surface | 0.0008 | [5 empty] | 1120 | 0.086 | 5 | F13 Built-up roofing | 0.0095 | 1053.36 | 178.2 | 619.6608 |  | 5266.8 | 8019 | 14562.0288 |  | 27847.8288 | 90.589 | 331.452 | 1257.9114 |  | 1679.9524
152 | Mult_Class_1_Pod_2_ZN_1_FLR_1_Ceiling | Roof | nonres_roof | Mult_Class_1_Pod_2_ZN_1_FLR_1 | 477 | 12 | 1.86 | 45 | Nonres_Roof_Insulation | 0.15 | 7824 | 2.03 | 23.5 | F08 Metal surface | 0.0008 | [5 empty] | 1120 | 0.086 | 5 | F13 Built-up roofing | 0.0095 | 5075.28 | 858.6 | 2985.6384 |  | 25376.4 | 38637 | 70162.5024 |  | 134175.9024 | 436.4741 | 1596.996 | 6060.846 |  | 8094.316
153 | Corridor_Pod_2_ZN_1_FLR_1_Ceiling | Roof | nonres_roof | Corridor_Pod_2_ZN_1_FLR_1 | 192 | 12 | 1.86 | 45 | Nonres_Roof_Insulation | 0.15 | 7824 | 2.03 | 23.5 | F08 Metal surface | 0.0008 | [5 empty] | 1120 | 0.086 | 5 | F13 Built-up roofing | 0.0095 | 2042.88 | 345.6 | 1201.7664 |  | 10214.4 | 15552 | 28241.5104 |  | 54007.9104 | 175.6877 | 642.816 | 2439.5858 |  | 3258.0895
154 | Corner_Class_2_Pod_2_ZN_1_FLR_1_Ceiling | Roof | nonres_roof | Corner_Class_2_Pod_2_ZN_1_FLR_1 | 99 | 12 | 1.86 | 45 | Nonres_Roof_Insulation | 0.15 | 7824 | 2.03 | 23.5 | F08 Metal surface | 0.0008 | [5 empty] | 1120 | 0.086 | 5 | F13 Built-up roofing | 0.0095 | 1053.36 | 178.2 | 619.6608 |  | 5266.8 | 8019 | 14562.0288 |  | 27847.8288 | 90.589 | 331.452 | 1257.9114 |  | 1679.9524
155 | Mult_Class_2_Pod_2_ZN_1_FLR_1_Ceiling | Roof | nonres_roof | Mult_Class_2_Pod_2_ZN_1_FLR_1 | 477 | 12 | 1.86 | 45 | Nonres_Roof_Insulation | 0.15 | 7824 | 2.03 | 23.5 | F08 Metal surface | 0.0008 | [5 empty] | 1120 | 0.086 | 5 | F13 Built-up roofing | 0.0095 | 5075.28 | 858.6 | 2985.6384 |  | 25376.4 | 38637 | 70162.5024 |  | 134175.9024 | 436.4741 | 1596.996 | 6060.846 |  | 8094.316
156 | Corner_Class_1_Pod_3_ZN_1_FLR_1_Ceiling | Roof | nonres_roof | Corner_Class_1_Pod_3_ZN_1_FLR_1 | 99 | 12 | 1.86 | 45 | Nonres_Roof_Insulation | 0.15 | 7824 | 2.03 | 23.5 | F08 Metal surface | 0.0008 | [5 empty] | 1120 | 0.086 | 5 | F13 Built-up roofing | 0.0095 | 1053.36 | 178.2 | 619.6608 |  | 5266.8 | 8019 | 14562.0288 |  | 27847.8288 | 90.589 | 331.452 | 1257.9114 |  | 1679.9524
157 | Mult_Class_1_Pod_3_ZN_1_FLR_1_Ceiling | Roof | nonres_roof | Mult_Class_1_Pod_3_ZN_1_FLR_1 | 477 | 12 | 1.86 | 45 | Nonres_Roof_Insulation | 0.15 | 7824 | 2.03 | 23.5 | F08 Metal surface | 0.0008 | [5 empty] | 1120 | 0.086 | 5 | F13 Built-up roofing | 0.0095 | 5075.28 | 858.6 | 2985.6384 |  | 25376.4 | 38637 | 70162.5024 |  | 134175.9024 | 436.4741 | 1596.996 | 6060.846 |  | 8094.316
158 | Corridor_Pod_3_ZN_1_FLR_1_Ceiling | Roof | nonres_roof | Corridor_Pod_3_ZN_1_FLR_1 | 192 | 12 | 1.86 | 45 | Nonres_Roof_Insulation | 0.15 | 7824 | 2.03 | 23.5 | F08 Metal surface | 0.0008 | [5 empty] | 1120 | 0.086 | 5 | F13 Built-up roofing | 0.0095 | 2042.88 | 345.6 | 1201.7664 |  | 10214.4 | 15552 | 28241.5104 |  | 54007.9104 | 175.6877 | 642.816 | 2439.5858 |  | 3258.0895
159 | Corner_Class_2_Pod_3_ZN_1_FLR_1_Ceiling | Roof | nonres_roof | Corner_Class_2_Pod_3_ZN_1_FLR_1 | 99 | 12 | 1.86 | 45 | Nonres_Roof_Insulation | 0.15 | 7824 | 2.03 | 23.5 | F08 Metal surface | 0.0008 | [5 empty] | 1120 | 0.086 | 5 | F13 Built-up roofing | 0.0095 | 1053.36 | 178.2 | 619.6608 |  | 5266.8 | 8019 | 14562.0288 |  | 27847.8288 | 90.589 | 331.452 | 1257.9114 |  | 1679.9524
160 | Mult_Class_2_Pod_3_ZN_1_FLR_1_Ceiling | Roof | nonres_roof | Mult_Class_2_Pod_3_ZN_1_FLR_1 | 315 | 12 | 1.86 | 45 | Nonres_Roof_Insulation | 0.15 | 7824 | 2.03 | 23.5 | F08 Metal surface | 0.0008 | [5 empty] | 1120 | 0.086 | 5 | F13 Built-up roofing | 0.0095 | 3351.6 | 567 | 1971.648 |  | 16758 | 25515 | 46333.728 |  | 88606.728 | 288.2376 | 1054.62 | 4002.4454 |  | 5345.303
161 | Computer_Class_ZN_1_FLR_1_Ceiling | Roof | nonres_roof | Computer_Class_ZN_1_FLR_1 | 162 | 12 | 1.86 | 45 | Nonres_Roof_Insulation | 0.15 | 7824 | 2.03 | 23.5 | F08 Metal surface | 0.0008 | [5 empty] | 1120 | 0.086 | 5 | F13 Built-up roofing | 0.0095 | 1723.68 | 291.6 | 1013.9904 |  | 8618.4 | 13122 | 23828.7744 |  | 45569.1744 | 148.2365 | 542.376 | 2058.4005 |  | 2749.013
162 | Main_Corridor_ZN_1_FLR_1_Ceiling | Roof | nonres_roof | Main_Corridor_ZN_1_FLR_1 | 546 | 12 | 1.86 | 45 | Nonres_Roof_Insulation | 0.15 | 7824 | 2.03 | 23.5 | F08 Metal surface | 0.0008 | [5 empty] | 1120 | 0.086 | 5 | F13 Built-up roofing | 0.0095 | 5809.44 | 982.8 | 3417.5232 |  | 29047.2 | 44226 | 80311.7952 |  | 153584.9952 | 499.6118 | 1828.008 | 6937.5721 |  | 9265.1919
163 | Lobby_ZN_1_FLR_1_Ceiling | Roof | nonres_roof | Lobby_ZN_1_FLR_1 | 171 | 12 | 1.86 | 45 | Nonres_Roof_Insulation | 0.15 | 7824 | 2.03 | 23.5 | F08 Metal surface | 0.0008 | [5 empty] | 1120 | 0.086 | 5 | F13 Built-up roofing | 0.0095 | 1819.44 | 307.8 | 1070.3232 |  | 9097.2 | 13851 | 25152.5952 |  | 48100.7952 | 156.4718 | 572.508 | 2172.7561 |  | 2901.7359
164 | Mech_ZN_1_FLR_1_Ceiling | Roof | nonres_roof | Mech_ZN_1_FLR_1 | 252 | 12 | 1.86 | 45 | Nonres_Roof_Insulation | 0.15 | 7824 | 2.03 | 23.5 | F08 Metal surface | 0.0008 | [5 empty] | 1120 | 0.086 | 5 | F13 Built-up roofing | 0.0095 | 2681.28 | 453.6 | 1577.3184 |  | 13406.4 | 20412 | 37066.9824 |  | 70885.3824 | 230.5901 | 843.696 | 3201.9564 |  | 4276.2424
165 | Bath_ZN_1_FLR_1_Ceiling | Roof | nonres_roof | Bath_ZN_1_FLR_1 | 190 | 12 | 1.86 | 45 | Nonres_Roof_Insulation | 0.15 | 7824 | 2.03 | 23.5 | F08 Metal surface | 0.0008 | [5 empty] | 1120 | 0.086 | 5 | F13 Built-up roofing | 0.0095 | 2021.6 | 342 | 1189.248 |  | 10108 | 15390 | 27947.328 |  | 53445.328 | 173.8576 | 636.12 | 2414.1734 |  | 3224.151
166 | Offices_ZN_1_FLR_1_Ceiling | Roof | nonres_roof | Offices_ZN_1_FLR_1 | 441 | 12 | 1.86 | 45 | Nonres_Roof_Insulation | 0.15 | 7824 | 2.03 | 23.5 | F08 Metal surface | 0.0008 | [5 empty] | 1120 | 0.086 | 5 | F13 Built-up roofing | 0.0095 | 4692.24 | 793.8 | 2760.3072 |  | 23461.2 | 35721 | 64867.2192 |  | 124049.4192 | 403.5326 | 1476.468 | 5603.4236 |  | 7483.4243
167 | Gym_ZN_1_FLR_1_Ceiling | Roof | nonres_roof | Gym_ZN_1_FLR_1 | 357 | 12 | 1.86 | 45 | Nonres_Roof_Insulation | 0.15 | 7824 | 2.03 | 23.5 | F08 Metal surface | 0.0008 | [5 empty] | 1120 | 0.086 | 5 | F13 Built-up roofing | 0.0095 | 3798.48 | 642.6 | 2234.5344 |  | 18992.4 | 28917 | 52511.5584 |  | 100420.9584 | 326.6693 | 1195.236 | 4536.1048 |  | 6058.0101
168 | Kitchen_ZN_1_FLR_1_Ceiling | Roof | nonres_roof | Kitchen_ZN_1_FLR_1 | 168 | 12 | 1.86 | 45 | Nonres_Roof_Insulation | 0.15 | 7824 | 2.03 | 23.5 | F08 Metal surface | 0.0008 | [5 empty] | 1120 | 0.086 | 5 | F13 Built-up roofing | 0.0095 | 1787.52 | 302.4 | 1051.5456 |  | 8937.6 | 13608 | 24711.3216 |  | 47256.9216 | 153.7267 | 562.464 | 2134.6376 |  | 2850.8283
169 | Cafeteria_ZN_1_FLR_1_Ceiling | Roof | nonres_roof | Cafeteria_ZN_1_FLR_1 | 315 | 12 | 1.86 | 45 | Nonres_Roof_Insulation | 0.15 | 7824 | 2.03 | 23.5 | F08 Metal surface | 0.0008 | [5 empty] | 1120 | 0.086 | 5 | F13 Built-up roofing | 0.0095 | 3351.6 | 567 | 1971.648 |  | 16758 | 25515 | 46333.728 |  | 88606.728 | 288.2376 | 1054.62 | 4002.4454 |  | 5345.303
170 | Library_Media_Center_ZN_1_FLR_1_Ceiling | Roof | nonres_roof | Library_Media_Center_ZN_1_FLR_1 | 399 | 12 | 1.86 | 45 | Nonres_Roof_Insulation | 0.15 | 7824 | 2.03 | 23.5 | F08 Metal surface | 0.0008 | [5 empty] | 1120 | 0.086 | 5 | F13 Built-up roofing | 0.0095 | 4245.36 | 718.2 | 2497.4208 |  | 21226.8 | 32319 | 58689.3888 |  | 112235.1888 | 365.101 | 1335.852 | 5069.7642 |  | 6770.7172

## materials
| Name | Roughness | Thickness | Conductivity | Density | Specific Heat | Thermal Absorptance | Solar Absorptance | Visible Absorptance
0 | Std Wood 6inch | MediumSmooth | 0.15 | 0.12 | 540 | 1210 | 0.9 | 0.7 | 0.7
1 | AC02 Acoustic Ceiling | MediumSmooth | 0.0127 | 0.057 | 288 | 1339 | 0.9 | 0.7 | 0.2
2 | F07 25mm stucco | Smooth | 0.0254 | 0.72 | 1856 | 840 | 0.9 | 0.7 | 0.7
3 | F08 Metal surface | Smooth | 0.0008 | 45.28 | 7824 | 500
4 | F08 Metal roof surface | Smooth | 0.0008 | 45.28 | 7824 | 500 | 0.9 | 0.77
5 | F12 Asphalt shingles | VeryRough | 0.0032 | 0.04 | 1120 | 1260 | 0.9 | 0.77
6 | F13 Built-up roofing | Rough | 0.0095 | 0.16 | 1120 | 1460 | 0.9 | 0.77
7 | G01 13mm gypsum board | Smooth | 0.0127 | 0.16 | 800 | 1090 | 0.9 | 0.7 | 0.5
8 | G01 16mm gypsum board | MediumSmooth | 0.0159 | 0.16 | 800 | 1090
9 | G02 16mm plywood | Smooth | 0.0159 | 0.12 | 544 | 1210
10 | M14 150mm heavyweight concrete roof | MediumRough | 0.1524 | 2.31 | 2322 | 832
11 | 100mm Normalweight concrete wall | MediumRough | 0.1016 | 2.31 | 2322 | 832
12 | 200mm Normalweight concrete wall | MediumRough | 0.2032 | 2.31 | 2322 | 832
13 | 100mm Normalweight concrete floor | MediumRough | 0.1016 | 2.31 | 2322 | 832
14 | 150mm Normalweight concrete floor | MediumRough | 0.1524 | 2.31 | 2322 | 832
15 | 200mm Normalweight concrete floor | MediumRough | 0.2032 | 2.31 | 2322 | 832
16 | M10 200mm concrete block wall | MediumRough | 0.2032 | 0.72 | 800 | 832
17 | M10 200mm concrete block basement wall | MediumRough | 0.2032 | 1.326 | 1842 | 912

## materialsnomass
| Name | Roughness | Thermal Resistance | Thermal Absorptance | Solar Absorptance | Visible Absorptance | Density | Thickness
0 | Opaque Door panel_con | MediumRough | 0.47596 | 0.9 | 0.7 | 0.7 | 510 | 0.044
1 | CP02 CARPET PAD | VeryRough | 0.21648 | 0.9 | 0.7 | 0.8 | 110 | 0.00635
2 | Air_Wall_Material | Rough | 0.20795 | 0.9 | 0.7
3 | Nonres_Roof_Insulation | MediumSmooth | 5.3067 | 0.9 | 0.7 | 0.7 | 12 | 0.15
4 | Res_Roof_Insulation | MediumSmooth | 0.029939 | 0.9 | 0.7 | 0.7 | 12 | 0.15
5 | Semiheated_Roof_Insulation | MediumSmooth | 0.029939 | 0.9 | 0.7 | 0.7 | 12 | 0.15
6 | Nonres_Exterior_Wall_Insulation | MediumSmooth | 2.8183 | 0.9 | 0.7 | 0.7 | 12 | 0.15
7 | Res_Exterior_Wall_Insulation | MediumSmooth | 0.029939 | 0.9 | 0.7 | 0.7 | 12 | 0.15
8 | Semiheated_Exterior_Wall_Insulation | MediumSmooth | 0.029939 | 0.9 | 0.7 | 0.7 | 12 | 0.15
9 | Nonres_Floor_Insulation | MediumSmooth | 0.029939 | 0.9 | 0.7 | 0.7 | 12 | 0.15
10 | Res_Floor_Insulation | MediumSmooth | 0.029939 | 0.9 | 0.7 | 0.7 | 12 | 0.15
11 | Semiheated_Floor_Insulation | MediumSmooth | 0.029939 | 0.9 | 0.7 | 0.7 | 12 | 0.15
12 | Std Opaque Door Panel | MediumRough | 0.12346 | 0.9 | 0.7 | 0.7 | 510 | 0.044

## constructions
| Name | Outside Layer | Layer 2 | Layer 3 | Layer 4 | Layer 5 | Layer 6 | Layer 7 | Layer 8 | Layer 9 | Layer 10
0 | Swinging Door_con | Opaque Door panel_con
1 | InteriorFurnishings | Std Wood 6inch
2 | Air_Wall | Air_Wall_Material
3 | DropCeiling | AC02 Acoustic Ceiling
4 | OpaqueDoor | Std Opaque Door Panel
5 | AtticRoofDeck | F12 Asphalt shingles | Layer 2: G02 16mm plywood
6 | int_wall | G01 13mm gypsum board | Layer 2: G01 13mm gypsum board
7 | ext_slab_8in_with_carpet | 200mm Normalweight concrete floor | Layer 2: CP02 CARPET PAD
8 | ext_slab_8in | 200mm Normalweight concrete floor
9 | ext_slab_6in_with_carpet | 150mm Normalweight concrete floor | Layer 2: CP02 CARPET PAD
10 | ext_slab_6in | 150mm Normalweight concrete floor
11 | int_slab_floor | 100mm Normalweight concrete floor | Layer 2: CP02 CARPET PAD
12 | int_slab_ceiling | CP02 CARPET PAD | Layer 2: 100mm Normalweight concrete floor
13 | basement_wall | M10 200mm concrete block basement wall
14 | int_wood_floor | AC02 Acoustic Ceiling | Layer 2: G02 16mm plywood; Layer 3: CP02 CARPET PAD
15 | ext_soffit_floor | G02 16mm plywood
16 | nonres_roof | F13 Built-up roofing | Layer 2: Nonres_Roof_Insulation; Layer 3: F08 Metal surface
17 | res_roof | F13 Built-up roofing | Layer 2: Res_Roof_Insulation; Layer 3: F08 Metal surface
18 | semiheated_roof | F13 Built-up roofing | Layer 2: Semiheated_Roof_Insulation; Layer 3: F08 Metal surface
19 | nonres_ext_wall | F07 25mm stucco | Layer 2: G01 16mm gypsum board; Layer 3: Nonres_Exterior_Wall_Insulation; Layer 4: G01 16mm gypsum board
20 | res_ext_wall | F07 25mm stucco | Layer 2: G01 16mm gypsum board; Layer 3: Res_Exterior_Wall_Insulation; Layer 4: G01 16mm gypsum board
21 | semiheated_ext_wall | F07 25mm stucco | Layer 2: G01 16mm gypsum board; Layer 3: Semiheated_Exterior_Wall_Insulation; Layer 4: G01 16mm gypsum board
22 | nonres_floor | Nonres_Floor_Insulation | Layer 2: 100mm Normalweight concrete floor; Layer 3: CP02 CARPET PAD
23 | res_floor | Res_Floor_Insulation | Layer 2: 100mm Normalweight concrete floor; Layer 3: CP02 CARPET PAD
24 | semiheated_floor | Semiheated_Floor_Insulation | Layer 2: 100mm Normalweight concrete floor; Layer 3: CP02 CARPET PAD
25 | nonres_floor_ceiling | CP02 CARPET PAD | Layer 2: 100mm Normalweight concrete floor; Layer 3: Nonres_Floor_Insulation
26 | res_floor_ceiling | CP02 CARPET PAD | Layer 2: 100mm Normalweight concrete floor; Layer 3: Res_Floor_Insulation
27 | semiheated_floor_ceiling | CP02 CARPET PAD | Layer 2: 100mm Normalweight concrete floor; Layer 3: Semiheated_Floor_Insulation
28 | Window_U_1.22_SHGC_0.61 | GREEN 6MM
29 | Window_U_1.22_SHGC_0.39 | REF B CLEAR HI 6MM
30 | Window_U_1.22_SHGC_0.34 | REF C CLEAR HI 6MM
31 | Window_U_1.22_SHGC_0.25 | ECREF-1 COLORED 6MM
32 | Window_U_0.72_SHGC_0.25 | REF B TINT MID 6MM
33 | Window_U_0.62_SHGC_0.39 | REF D CLEAR 6MM | Layer 2: AIR 6MM; Layer 3: CLEAR 6MM
34 | Window_U_0.57_SHGC_0.39 | REF D CLEAR 6MM | Layer 2: AIR 6MM; Layer 3: CLEAR 6MM
35 | Window_U_0.65_SHGC_0.25 | REF C CLEAR HI 6MM | Layer 2: AIR 6MM; Layer 3: CLEAR 6MM
36 | Window_U_0.62_SHGC_0.25 | REF C CLEAR HI 6MM | Layer 2: AIR 6MM; Layer 3: CLEAR 6MM
37 | Window_U_0.57_SHGC_0.25 | REF C CLEAR HI 6MM | Layer 2: AIR 6MM; Layer 3: CLEAR 6MM
38 | Window_U_0.62_SHGC_0.49 | BLUE 6MM | Layer 2: AIR 6MM; Layer 3: CLEAR 6MM
39 | Window_U_0.57_SHGC_0.49 | BLUE 6MM | Layer 2: AIR 6MM; Layer 3: CLEAR 6MM
40 | Window_U_0.52_SHGC_0.40 | REF D CLEAR 6MM | Layer 2: AIR 13MM; Layer 3: CLEAR 6MM
41 | Window_U_0.48_SHGC_0.40 | REF D CLEAR 6MM | Layer 2: AIR 13MM; Layer 3: CLEAR 6MM
42 | Window_U_0.42_SHGC_0.45 | REF D CLEAR 6MM | Layer 2: ARGON 13MM; Layer 3: CLEAR 6MM
43 | Window_U_0.46_SHGC_0.45 | GREY 6MM | Layer 2: AIR 13MM; Layer 3: CLEAR 6MM
44 | Window_U_0.42_SHGC_0.40 | LoE TINT 6MM | Layer 2: AIR 6MM; Layer 3: CLEAR 6MM
45 | Window_U_0.43_SHGC_0.26 | REF B CLEAR HI 6MM | Layer 2: AIR 13MM; Layer 3: CLEAR 6MM
46 | Window_U_0.44_SHGC_0.26 | REF B CLEAR HI 6MM | Layer 2: AIR 13MM; Layer 3: CLEAR 6MM
47 | Window_U_0.42_SHGC_0.35 | LoE TINT 6MM | Layer 2: AIR 6MM; Layer 3: CLEAR 6MM
48 | Window_U_0.33_SHGC_0.40 | LoE TINT 6MM | Layer 2: AIR 13MM; Layer 3: CLEAR 6MM
49 | Window_U_0.34_SHGC_0.40 | LoE TINT 6MM | Layer 2: AIR 13MM; Layer 3: CLEAR 6MM
50 | Window_U_0.35_SHGC_0.35 | LoE TINT 6MM | Layer 2: AIR 13MM; Layer 3: CLEAR 6MM
51 | Window_U_0.55_SHGC_0.31 | REF D TINT 6MM | Layer 2: AIR 6MM; Layer 3: CLEAR 6MM
52 | Window_U_0.43_SHGC_0.29 | LoE SPEC SEL TINT 6MM | Layer 2: AIR 6MM; Layer 3: CLEAR 6MM
53 | Window_U_0.34_SHGC_0.45 | PYR B CLEAR 6MM | Layer 2: AIR 13MM; Layer 3: CLEAR 6MM
54 | Window_U_0.56_SHGC_0.35 | REF D TINT 6MM | Layer 2: AIR 6MM; Layer 3: CLEAR 6MM
55 | Window_U_0.45_SHGC_0.31 | REF B CLEAR HI 6MM | Layer 2: AIR 13MM; Layer 3: CLEAR 6MM
56 | Window_U_0.33_SHGC_0.45 | CLEAR 3MM | Layer 2: AIR 6MM; Layer 3: COATED POLY-77; Layer 4: AIR 6MM; Layer 5: CLEAR 3MM
57 | Window_U_0.38_SHGC_0.26 | REF B TINT HI 6MM | Layer 2: ARGON 13MM; Layer 3: CLEAR 6MM
58 | Window_U_0.25_SHGC_0.40 | LoE TINT 6MM | Layer 2: ARGON 13MM; Layer 3: CLEAR 6MM
59 | Window_U_0.35_SHGC_0.26 | REF C CLEAR MID 6MM | Layer 2: ARGON 13MM; Layer 3: CLEAR 6MM
60 | Window_U_0.54_SHGC_0.27 | REF C CLEAR HI 6MM | Layer 2: AIR 6MM; Layer 3: CLEAR 6MM
61 | Window_U_0.54_SHGC_0.18 | REF A TINT MID 6MM | Layer 2: AIR 6MM; Layer 3: CLEAR 6MM
62 | Window_U_0.54_SHGC_0.13 | REF A CLEAR LO 6MM | Layer 2: AIR 13MM; Layer 3: CLEAR 6MM
63 | Window_U_0.33_SHGC_0.11 | ECREF-2 COLORED 6MM | Layer 2: AIR 13MM; Layer 3: LoE SPEC SEL CLEAR 6MM Rev
64 | Window_U_0.29_SHGC_0.22 | BRONZE 6MM | Layer 2: AIR 6MM; Layer 3: COATED POLY-55; Layer 4: AIR 6MM; Layer 5: CLEAR 6MM
65 | Window_U_0.29_SHGC_0.17 | ECABS-2 COLORED 6MM | Layer 2: AIR 13MM; Layer 3: CLEAR 6MM
66 | Window_U_0.29_SHGC_0.11 | ECREF-2 COLORED 6MM | Layer 2: AIR 13MM; Layer 3: LoE SPEC SEL CLEAR 6MM Rev
67 | Window_U_0.24_SHGC_0.23 | LoE SPEC SEL TINT 6MM | Layer 2: ARGON 13MM; Layer 3: CLEAR 6MM
68 | Window_U_0.24_SHGC_0.16 | ECABS-2 COLORED 6MM | Layer 2: ARGON 13MM; Layer 3: CLEAR 6MM
69 | Window_U_0.24_SHGC_0.11 | ECABS-2 COLORED 6MM | Layer 2: ARGON 13MM; Layer 3: LoE SPEC SEL CLEAR 6MM Rev
70 | Window_U_0.19_SHGC_0.20 | BRONZE 6MM | Layer 2: AIR 13MM; Layer 3: COATED POLY-55; Layer 4: AIR 13MM; Layer 5: CLEAR 6MM
71 | Window_U_0.71_SHGC_0.25 | REF C CLEAR HI 6MM | Layer 2: AIR 6MM; Layer 3: CLEAR 6MM
72 | Window_U_0.38_SHGC_0.30 | REF B CLEAR HI 6MM | Layer 2: ARGON 13MM; Layer 3: CLEAR 6MM
73 | Window_U_0.36_SHGC_0.35 | LoE SPEC SEL TINT 6MM | Layer 2: AIR 6MM; Layer 3: CLEAR 6MM
74 | Window_U_0.30_SHGC_0.40 | LoE TINT 6MM | Layer 2: AIR 13MM; Layer 3: CLEAR 6MM
75 | Window_U_0.45_SHGC_0.27 | Glass_12116_LayerAvg | Layer 2: Air 13MM; Layer 3: Glass_102_LayerAvg
76 | Window_U_0.39_SHGC_0.36 | LoE TINT 6MM | Layer 2: AIR 6MM; Layer 3: CLEAR 6MM
77 | Window_U_1.98_SHGC_0.36 | REF B CLEAR HI 6MM
78 | Window_U_1.17_SHGC_0.39 | REF B CLEAR HI 6MM
79 | Window_U_1.98_SHGC_0.61 | GREEN 6MM
80 | Window_U_1.17_SHGC_0.49 | REF D CLEAR 6MM
81 | Window_U_1.17_SHGC_0.68 | GREEN 3MM
82 | Window_U_0.98_SHGC_0.45 | REF B CLEAR HI 6MM
83 | Window_U_0.98_SHGC_0.68 | REF B CLEAR HI 6MM
84 | Window_U_0.88_SHGC_0.16 | REF A CLEAR LO 6MM
85 | Window_U_0.88_SHGC_0.27 | ECREF-1 COLORED 6MM
86 | Window_U_0.52_SHGC_0.22 | REF B CLEAR LO 6MM | Layer 2: AIR 6MM; Layer 3: CLEAR 6MM
87 | Window_U_0.44_SHGC_0.20 | REF B TINT HI 6MM | Layer 2: AIR 13MM; Layer 3: CLEAR 6MM
88 | Window_U_0.39_SHGC_0.38 | Theoretical Glass 297
89 | Window_U_0.39_SHGC_0.32 | Theoretical Glass 347
90 | Window_U_0.75_SHGC_0.72 | PYR B CLEAR 6MM
91 | Window_U_0.67_SHGC_0.77 | PYR B CLEAR 3MM
92 | Window_U_0.56_SHGC_0.76 | CLEAR 3MM | Layer 2: AIR 6MM; Layer 3: CLEAR 3MM
93 | Window_U_0.40_SHGC_0.43 | LoE SPEC SEL CLEAR 3MM | Layer 2: AIR 6MM; Layer 3: CLEAR 6MM
94 | Window_U_0.40_SHGC_0.45 | ECABS-2 BLEACHED 6MM | Layer 2: AIR 6MM; Layer 3: LoE SPEC SEL CLEAR 6MM Rev
95 | Window_U_0.60_SHGC_0.25 | Glass_2175_LayerAvg | Layer 2: Gap_1_W_0_0025; Layer 3: Glass_2022F_LayerAvg
96 | Window_U_0.55_SHGC_0.25 | Glass_2175_LayerAvg | Layer 2: Gap_1_W_0_0032; Layer 3: Glass_2022F_LayerAvg
97 | Window_U_0.50_SHGC_0.25 | Glass_2175_LayerAvg | Layer 2: Gap_1_W_0_0042; Layer 3: Glass_2022F_LayerAvg
98 | Window_U_0.47_SHGC_0.40 | Glass_2052_LayerAvg | Layer 2: Gap_1_W_0_0043; Layer 3: Glass_2010F_LayerAvg
99 | Window_U_0.75_SHGC_0.35 | Glass_2052_LayerAvg | Layer 2: Gap_1_W_0_0018; Layer 3: Glass_2027F_LayerAvg
100 | Window_U_0.65_SHGC_0.35 | Glass_2052_LayerAvg | Layer 2: Gap_1_W_0_0024; Layer 3: Glass_2027F_LayerAvg
101 | Window_U_0.55_SHGC_0.35 | Glass_2052_LayerAvg | Layer 2: Gap_1_W_0_0038; Layer 3: Glass_2027F_LayerAvg
102 | Window_U_0.50_SHGC_0.40 | Glass_2052_LayerAvg | Layer 2: Gap_1_W_0_0038; Layer 3: Glass_2027F_LayerAvg
103 | Window_U_1.16_SHGC_0.25 | ECREF-1 COLORED 6MM
104 | Window_U_1.08_SHGC_0.25 | ECREF-1 COLORED 6MM
105 | Window_U_0.29_SHGC_0.45 | ECREF-2 BLEACHED 6MM | Layer 2: AIR 13MM; Layer 3: LoE SPEC SEL CLEAR 6MM Rev
106 | Window_U_1.60_SHGC_0.40 | REF B CLEAR HI 6MM
107 | Window_U_1.05_SHGC_0.40 | REF B CLEAR HI 6MM
108 | Window_U_0.90_SHGC_0.40 | REF B CLEAR HI 6MM
109 | Window_U_0.9_SHGC_0.6 | REF B CLEAR HI 6MM
110 | Window_U_0.75_SHGC_0.6 | GREY 3MM | Layer 2: AIR 6MM; Layer 3: CLEAR 3MM
111 | Window_U_0.85_SHGC_0.78 | PYR A CLEAR 3MM
112 | Window_U_1.30_SHGC_0.68 | GREEN 3MM
113 | Window_U_1.15_SHGC_0.68 | GREEN 3MM
114 | Window_U_1.80_SHGC_0.36 | REF B CLEAR HI 6MM
115 | Window_U_1.70_SHGC_0.36 | REF B CLEAR HI 6MM
116 | Window_U_0.37_SHGC_0.45 | Glass_4321_LayerAvg | Layer 2: Gap_1_W_0_0127; Layer 3: Glass_102_LayerAvg
117 | Window_U_0.41_SHGC_0.38 | Glass_8652_LayerAvg | Layer 2: Gap_1_W_0_0127; Layer 3: Glass_102_LayerAvg
118 | Window_U_0.40_SHGC_0.4 | Glass_8652_LayerAvg | Layer 2: Gap_1_W_0_0127; Layer 3: Glass_102_LayerAvg
119 | Window_U_0.40_SHGC_0.38 | Glass_8652_LayerAvg | Layer 2: Gap_1_W_0_0127; Layer 3: Glass_102_LayerAvg
120 | Window_U_0.39_SHGC_0.40 | Glass_282_LayerAvg | Layer 2: Gap_1_W_0_0127; Layer 3: Glass_102_LayerAvg
121 | Window_U_0.45_SHGC_0.38 | Glass_2532_LayerAvg | Layer 2: Gap_1_W_0_0127; Layer 3: Glass_102_LayerAvg
122 | Window_U_0.44_SHGC_0.40 | Glass_9731_LayerAvg | Layer 2: Gap_9_W_0_0127; Layer 3: Glass_102_LayerAvg
123 | Window_U_0.38_SHGC_0.36 | Glass_2531_LayerAvg | Layer 2: Gap_9_W_0_0127; Layer 3: Glass_102_LayerAvg
124 | Window_U_0.38_SHGC_0.41 | Glass_4313_LayerAvg | Layer 2: Gap_1_W_0_0127; Layer 3: Glass_102_LayerAvg
125 | Window_U_0.51_SHGC_0.25 | Glass_1576_LayerAvg | Layer 2: Gap_1_W_0_0090; Layer 3: Glass_102_LayerAvg
126 | Window_U_0.54_SHGC_0.25 | Glass_1576_LayerAvg | Layer 2: Gap_1_W_0_0070; Layer 3: Glass_102_LayerAvg
127 | Window_U_0.56_SHGC_0.25 | Glass_1576_LayerAvg | Layer 2: Gap_1_W_0_0060; Layer 3: Glass_102_LayerAvg
128 | Window_U_0.59_SHGC_0.25 | Glass_1576_LayerAvg | Layer 2: Gap_1_W_0_0048; Layer 3: Glass_102_LayerAvg
129 | Window_U_0.58_SHGC_0.25 | Glass_1576_LayerAvg | Layer 2: Gap_1_W_0_0052; Layer 3: Glass_102_LayerAvg

## surfaces_detailed
| Name | Surface Type | Construction Name | Zone Name | Surface Area
0 | Corner_Class_1_Pod_1_ZN_1_FLR_1_Wall_1 | Wall | nonres_ext_wall | Corner_Class_1_Pod_1_ZN_1_FLR_1 | 44
1 | Corner_Class_1_Pod_1_ZN_1_FLR_1_Wall_2 | Wall | int_wall | Corner_Class_1_Pod_1_ZN_1_FLR_1 | 36
2 | Corner_Class_1_Pod_1_ZN_1_FLR_1_Wall_3 | Wall | int_wall | Corner_Class_1_Pod_1_ZN_1_FLR_1 | 44
3 | Corner_Class_1_Pod_1_ZN_1_FLR_1_Wall_4 | Wall | nonres_ext_wall | Corner_Class_1_Pod_1_ZN_1_FLR_1 | 36
4 | Corner_Class_1_Pod_1_ZN_1_FLR_1_Floor | Floor | ext_slab_6in_with_carpet | Corner_Class_1_Pod_1_ZN_1_FLR_1 | 99
5 | Corner_Class_1_Pod_1_ZN_1_FLR_1_Ceiling | Roof | nonres_roof | Corner_Class_1_Pod_1_ZN_1_FLR_1 | 99
6 | Mult_Class_1_Pod_1_ZN_1_FLR_1_Wall_1 | Wall | nonres_ext_wall | Mult_Class_1_Pod_1_ZN_1_FLR_1 | 212
7 | Mult_Class_1_Pod_1_ZN_1_FLR_1_Wall_2 | Wall | int_wall | Mult_Class_1_Pod_1_ZN_1_FLR_1 | 36
8 | Mult_Class_1_Pod_1_ZN_1_FLR_1_Wall_3 | Wall | int_wall | Mult_Class_1_Pod_1_ZN_1_FLR_1 | 212
9 | Mult_Class_1_Pod_1_ZN_1_FLR_1_Wall_4 | Wall | int_wall | Mult_Class_1_Pod_1_ZN_1_FLR_1 | 36
10 | Mult_Class_1_Pod_1_ZN_1_FLR_1_Floor | Floor | ext_slab_6in_with_carpet | Mult_Class_1_Pod_1_ZN_1_FLR_1 | 477
11 | Mult_Class_1_Pod_1_ZN_1_FLR_1_Ceiling | Roof | nonres_roof | Mult_Class_1_Pod_1_ZN_1_FLR_1 | 477
12 | Corridor_Pod_1_ZN_1_FLR_1_Wall_1 | Wall | int_wall | Corridor_Pod_1_ZN_1_FLR_1 | 44
13 | Corridor_Pod_1_ZN_1_FLR_1_Wall_2 | Wall | int_wall | Corridor_Pod_1_ZN_1_FLR_1 | 212
14 | Corridor_Pod_1_ZN_1_FLR_1_Wall_3 | Wall | int_wall | Corridor_Pod_1_ZN_1_FLR_1 | 12
15 | Corridor_Pod_1_ZN_1_FLR_1_Wall_4 | Wall | int_wall | Corridor_Pod_1_ZN_1_FLR_1 | 212
16 | Corridor_Pod_1_ZN_1_FLR_1_Wall_5 | Wall | int_wall | Corridor_Pod_1_ZN_1_FLR_1 | 44
17 | Corridor_Pod_1_ZN_1_FLR_1_Wall_6 | Wall | nonres_ext_wall | Corridor_Pod_1_ZN_1_FLR_1 | 12
18 | Corridor_Pod_1_ZN_1_FLR_1_Floor | Floor | ext_slab_6in_with_carpet | Corridor_Pod_1_ZN_1_FLR_1 | 192
19 | Corridor_Pod_1_ZN_1_FLR_1_Ceiling | Roof | nonres_roof | Corridor_Pod_1_ZN_1_FLR_1 | 192
20 | Corner_Class_2_Pod_1_ZN_1_FLR_1_Wall_1 | Wall | int_wall | Corner_Class_2_Pod_1_ZN_1_FLR_1 | 44
21 | Corner_Class_2_Pod_1_ZN_1_FLR_1_Wall_2 | Wall | int_wall | Corner_Class_2_Pod_1_ZN_1_FLR_1 | 36
22 | Corner_Class_2_Pod_1_ZN_1_FLR_1_Wall_3 | Wall | nonres_ext_wall | Corner_Class_2_Pod_1_ZN_1_FLR_1 | 44
23 | Corner_Class_2_Pod_1_ZN_1_FLR_1_Wall_4 | Wall | nonres_ext_wall | Corner_Class_2_Pod_1_ZN_1_FLR_1 | 36
24 | Corner_Class_2_Pod_1_ZN_1_FLR_1_Floor | Floor | ext_slab_6in_with_carpet | Corner_Class_2_Pod_1_ZN_1_FLR_1 | 99
25 | Corner_Class_2_Pod_1_ZN_1_FLR_1_Ceiling | Roof | nonres_roof | Corner_Class_2_Pod_1_ZN_1_FLR_1 | 99
26 | Mult_Class_2_Pod_1_ZN_1_FLR_1_Wall_1 | Wall | int_wall | Mult_Class_2_Pod_1_ZN_1_FLR_1 | 212
27 | Mult_Class_2_Pod_1_ZN_1_FLR_1_Wall_2 | Wall | int_wall | Mult_Class_2_Pod_1_ZN_1_FLR_1 | 36
28 | Mult_Class_2_Pod_1_ZN_1_FLR_1_Wall_3 | Wall | nonres_ext_wall | Mult_Class_2_Pod_1_ZN_1_FLR_1 | 212
29 | Mult_Class_2_Pod_1_ZN_1_FLR_1_Wall_4 | Wall | int_wall | Mult_Class_2_Pod_1_ZN_1_FLR_1 | 36
30 | Mult_Class_2_Pod_1_ZN_1_FLR_1_Floor | Floor | ext_slab_6in_with_carpet | Mult_Class_2_Pod_1_ZN_1_FLR_1 | 477
31 | Mult_Class_2_Pod_1_ZN_1_FLR_1_Ceiling | Roof | nonres_roof | Mult_Class_2_Pod_1_ZN_1_FLR_1 | 477
32 | Corner_Class_1_Pod_2_ZN_1_FLR_1_Wall_1 | Wall | nonres_ext_wall | Corner_Class_1_Pod_2_ZN_1_FLR_1 | 44
33 | Corner_Class_1_Pod_2_ZN_1_FLR_1_Wall_2 | Wall | int_wall | Corner_Class_1_Pod_2_ZN_1_FLR_1 | 36
34 | Corner_Class_1_Pod_2_ZN_1_FLR_1_Wall_3 | Wall | int_wall | Corner_Class_1_Pod_2_ZN_1_FLR_1 | 44
35 | Corner_Class_1_Pod_2_ZN_1_FLR_1_Wall_4 | Wall | nonres_ext_wall | Corner_Class_1_Pod_2_ZN_1_FLR_1 | 36
36 | Corner_Class_1_Pod_2_ZN_1_FLR_1_Floor | Floor | ext_slab_6in_with_carpet | Corner_Class_1_Pod_2_ZN_1_FLR_1 | 99
37 | Corner_Class_1_Pod_2_ZN_1_FLR_1_Ceiling | Roof | nonres_roof | Corner_Class_1_Pod_2_ZN_1_FLR_1 | 99
38 | Mult_Class_1_Pod_2_ZN_1_FLR_1_Wall_1 | Wall | nonres_ext_wall | Mult_Class_1_Pod_2_ZN_1_FLR_1 | 212
39 | Mult_Class_1_Pod_2_ZN_1_FLR_1_Wall_2 | Wall | int_wall | Mult_Class_1_Pod_2_ZN_1_FLR_1 | 36
40 | Mult_Class_1_Pod_2_ZN_1_FLR_1_Wall_3 | Wall | int_wall | Mult_Class_1_Pod_2_ZN_1_FLR_1 | 212
41 | Mult_Class_1_Pod_2_ZN_1_FLR_1_Wall_4 | Wall | int_wall | Mult_Class_1_Pod_2_ZN_1_FLR_1 | 36
42 | Mult_Class_1_Pod_2_ZN_1_FLR_1_Floor | Floor | ext_slab_6in_with_carpet | Mult_Class_1_Pod_2_ZN_1_FLR_1 | 477
43 | Mult_Class_1_Pod_2_ZN_1_FLR_1_Ceiling | Roof | nonres_roof | Mult_Class_1_Pod_2_ZN_1_FLR_1 | 477
44 | Corridor_Pod_2_ZN_1_FLR_1_Wall_1 | Wall | int_wall | Corridor_Pod_2_ZN_1_FLR_1 | 44
45 | Corridor_Pod_2_ZN_1_FLR_1_Wall_2 | Wall | int_wall | Corridor_Pod_2_ZN_1_FLR_1 | 212
46 | Corridor_Pod_2_ZN_1_FLR_1_Wall_3 | Wall | int_wall | Corridor_Pod_2_ZN_1_FLR_1 | 12
47 | Corridor_Pod_2_ZN_1_FLR_1_Wall_4 | Wall | int_wall | Corridor_Pod_2_ZN_1_FLR_1 | 212
48 | Corridor_Pod_2_ZN_1_FLR_1_Wall_5 | Wall | int_wall | Corridor_Pod_2_ZN_1_FLR_1 | 44
49 | Corridor_Pod_2_ZN_1_FLR_1_Wall_6 | Wall | nonres_ext_wall | Corridor_Pod_2_ZN_1_FLR_1 | 12
50 | Corridor_Pod_2_ZN_1_FLR_1_Floor | Floor | ext_slab_6in_with_carpet | Corridor_Pod_2_ZN_1_FLR_1 | 192
51 | Corridor_Pod_2_ZN_1_FLR_1_Ceiling | Roof | nonres_roof | Corridor_Pod_2_ZN_1_FLR_1 | 192
52 | Corner_Class_2_Pod_2_ZN_1_FLR_1_Wall_1 | Wall | int_wall | Corner_Class_2_Pod_2_ZN_1_FLR_1 | 44
53 | Corner_Class_2_Pod_2_ZN_1_FLR_1_Wall_2 | Wall | int_wall | Corner_Class_2_Pod_2_ZN_1_FLR_1 | 36
54 | Corner_Class_2_Pod_2_ZN_1_FLR_1_Wall_3 | Wall | nonres_ext_wall | Corner_Class_2_Pod_2_ZN_1_FLR_1 | 44
55 | Corner_Class_2_Pod_2_ZN_1_FLR_1_Wall_4 | Wall | nonres_ext_wall | Corner_Class_2_Pod_2_ZN_1_FLR_1 | 36
56 | Corner_Class_2_Pod_2_ZN_1_FLR_1_Floor | Floor | ext_slab_6in_with_carpet | Corner_Class_2_Pod_2_ZN_1_FLR_1 | 99
57 | Corner_Class_2_Pod_2_ZN_1_FLR_1_Ceiling | Roof | nonres_roof | Corner_Class_2_Pod_2_ZN_1_FLR_1 | 99
58 | Mult_Class_2_Pod_2_ZN_1_FLR_1_Wall_1 | Wall | int_wall | Mult_Class_2_Pod_2_ZN_1_FLR_1 | 212
59 | Mult_Class_2_Pod_2_ZN_1_FLR_1_Wall_2 | Wall | int_wall | Mult_Class_2_Pod_2_ZN_1_FLR_1 | 36
60 | Mult_Class_2_Pod_2_ZN_1_FLR_1_Wall_3 | Wall | nonres_ext_wall | Mult_Class_2_Pod_2_ZN_1_FLR_1 | 212
61 | Mult_Class_2_Pod_2_ZN_1_FLR_1_Wall_4 | Wall | int_wall | Mult_Class_2_Pod_2_ZN_1_FLR_1 | 36
62 | Mult_Class_2_Pod_2_ZN_1_FLR_1_Floor | Floor | ext_slab_6in_with_carpet | Mult_Class_2_Pod_2_ZN_1_FLR_1 | 477
63 | Mult_Class_2_Pod_2_ZN_1_FLR_1_Ceiling | Roof | nonres_roof | Mult_Class_2_Pod_2_ZN_1_FLR_1 | 477
64 | Corner_Class_1_Pod_3_ZN_1_FLR_1_Wall_1 | Wall | nonres_ext_wall | Corner_Class_1_Pod_3_ZN_1_FLR_1 | 44
65 | Corner_Class_1_Pod_3_ZN_1_FLR_1_Wall_2 | Wall | int_wall | Corner_Class_1_Pod_3_ZN_1_FLR_1 | 36
66 | Corner_Class_1_Pod_3_ZN_1_FLR_1_Wall_3 | Wall | int_wall | Corner_Class_1_Pod_3_ZN_1_FLR_1 | 44
67 | Corner_Class_1_Pod_3_ZN_1_FLR_1_Wall_4 | Wall | nonres_ext_wall | Corner_Class_1_Pod_3_ZN_1_FLR_1 | 36
68 | Corner_Class_1_Pod_3_ZN_1_FLR_1_Floor | Floor | ext_slab_6in_with_carpet | Corner_Class_1_Pod_3_ZN_1_FLR_1 | 99
69 | Corner_Class_1_Pod_3_ZN_1_FLR_1_Ceiling | Roof | nonres_roof | Corner_Class_1_Pod_3_ZN_1_FLR_1 | 99
70 | Mult_Class_1_Pod_3_ZN_1_FLR_1_Wall_1 | Wall | nonres_ext_wall | Mult_Class_1_Pod_3_ZN_1_FLR_1 | 212
71 | Mult_Class_1_Pod_3_ZN_1_FLR_1_Wall_2 | Wall | int_wall | Mult_Class_1_Pod_3_ZN_1_FLR_1 | 36
72 | Mult_Class_1_Pod_3_ZN_1_FLR_1_Wall_3 | Wall | int_wall | Mult_Class_1_Pod_3_ZN_1_FLR_1 | 212
73 | Mult_Class_1_Pod_3_ZN_1_FLR_1_Wall_4 | Wall | int_wall | Mult_Class_1_Pod_3_ZN_1_FLR_1 | 36
74 | Mult_Class_1_Pod_3_ZN_1_FLR_1_Floor | Floor | ext_slab_6in_with_carpet | Mult_Class_1_Pod_3_ZN_1_FLR_1 | 477
75 | Mult_Class_1_Pod_3_ZN_1_FLR_1_Ceiling | Roof | nonres_roof | Mult_Class_1_Pod_3_ZN_1_FLR_1 | 477
76 | Corridor_Pod_3_ZN_1_FLR_1_Wall_1 | Wall | int_wall | Corridor_Pod_3_ZN_1_FLR_1 | 44
77 | Corridor_Pod_3_ZN_1_FLR_1_Wall_2 | Wall | int_wall | Corridor_Pod_3_ZN_1_FLR_1 | 212
78 | Corridor_Pod_3_ZN_1_FLR_1_Wall_3 | Wall | int_wall | Corridor_Pod_3_ZN_1_FLR_1 | 12
79 | Corridor_Pod_3_ZN_1_FLR_1_Wall_4 | Wall | int_wall | Corridor_Pod_3_ZN_1_FLR_1 | 72
80 | Corridor_Pod_3_ZN_1_FLR_1_Wall_5 | Wall | int_wall | Corridor_Pod_3_ZN_1_FLR_1 | 140
81 | Corridor_Pod_3_ZN_1_FLR_1_Wall_6 | Wall | int_wall | Corridor_Pod_3_ZN_1_FLR_1 | 44
82 | Corridor_Pod_3_ZN_1_FLR_1_Wall_7 | Wall | nonres_ext_wall | Corridor_Pod_3_ZN_1_FLR_1 | 12
83 | Corridor_Pod_3_ZN_1_FLR_1_Floor | Floor | ext_slab_6in_with_carpet | Corridor_Pod_3_ZN_1_FLR_1 | 192
84 | Corridor_Pod_3_ZN_1_FLR_1_Ceiling | Roof | nonres_roof | Corridor_Pod_3_ZN_1_FLR_1 | 192
85 | Corner_Class_2_Pod_3_ZN_1_FLR_1_Wall_1 | Wall | int_wall | Corner_Class_2_Pod_3_ZN_1_FLR_1 | 44
86 | Corner_Class_2_Pod_3_ZN_1_FLR_1_Wall_2 | Wall | int_wall | Corner_Class_2_Pod_3_ZN_1_FLR_1 | 36
87 | Corner_Class_2_Pod_3_ZN_1_FLR_1_Wall_3 | Wall | nonres_ext_wall | Corner_Class_2_Pod_3_ZN_1_FLR_1 | 44
88 | Corner_Class_2_Pod_3_ZN_1_FLR_1_Wall_4 | Wall | nonres_ext_wall | Corner_Class_2_Pod_3_ZN_1_FLR_1 | 36
89 | Corner_Class_2_Pod_3_ZN_1_FLR_1_Floor | Floor | ext_slab_6in_with_carpet | Corner_Class_2_Pod_3_ZN_1_FLR_1 | 99
90 | Corner_Class_2_Pod_3_ZN_1_FLR_1_Ceiling | Roof | nonres_roof | Corner_Class_2_Pod_3_ZN_1_FLR_1 | 99
91 | Mult_Class_2_Pod_3_ZN_1_FLR_1_Wall_1 | Wall | int_wall | Mult_Class_2_Pod_3_ZN_1_FLR_1 | 140
92 | Mult_Class_2_Pod_3_ZN_1_FLR_1_Wall_2 | Wall | int_wall | Mult_Class_2_Pod_3_ZN_1_FLR_1 | 36
93 | Mult_Class_2_Pod_3_ZN_1_FLR_1_Wall_3 | Wall | nonres_ext_wall | Mult_Class_2_Pod_3_ZN_1_FLR_1 | 140
94 | Mult_Class_2_Pod_3_ZN_1_FLR_1_Wall_4 | Wall | int_wall | Mult_Class_2_Pod_3_ZN_1_FLR_1 | 36
95 | Mult_Class_2_Pod_3_ZN_1_FLR_1_Floor | Floor | ext_slab_6in_with_carpet | Mult_Class_2_Pod_3_ZN_1_FLR_1 | 315
96 | Mult_Class_2_Pod_3_ZN_1_FLR_1_Ceiling | Roof | nonres_roof | Mult_Class_2_Pod_3_ZN_1_FLR_1 | 315
97 | Computer_Class_ZN_1_FLR_1_Wall_1 | Wall | int_wall | Computer_Class_ZN_1_FLR_1 | 72
98 | Computer_Class_ZN_1_FLR_1_Wall_2 | Wall | int_wall | Computer_Class_ZN_1_FLR_1 | 36
99 | Computer_Class_ZN_1_FLR_1_Wall_3 | Wall | nonres_ext_wall | Computer_Class_ZN_1_FLR_1 | 72
100 | Computer_Class_ZN_1_FLR_1_Wall_4 | Wall | int_wall | Computer_Class_ZN_1_FLR_1 | 36
101 | Computer_Class_ZN_1_FLR_1_Floor | Floor | ext_slab_6in_with_carpet | Computer_Class_ZN_1_FLR_1 | 162
102 | Computer_Class_ZN_1_FLR_1_Ceiling | Roof | nonres_roof | Computer_Class_ZN_1_FLR_1 | 162
103 | Main_Corridor_ZN_1_FLR_1_Wall_1 | Wall | int_wall | Main_Corridor_ZN_1_FLR_1 | 52
104 | Main_Corridor_ZN_1_FLR_1_Wall_2 | Wall | int_wall | Main_Corridor_ZN_1_FLR_1 | 168
105 | Main_Corridor_ZN_1_FLR_1_Wall_3 | Wall | int_wall | Main_Corridor_ZN_1_FLR_1 | 52
106 | Main_Corridor_ZN_1_FLR_1_Wall_4 | Wall | int_wall | Main_Corridor_ZN_1_FLR_1 | 36
107 | Main_Corridor_ZN_1_FLR_1_Wall_5 | Wall | int_wall | Main_Corridor_ZN_1_FLR_1 | 12
108 | Main_Corridor_ZN_1_FLR_1_Wall_6 | Wall | int_wall | Main_Corridor_ZN_1_FLR_1 | 36
109 | Main_Corridor_ZN_1_FLR_1_Wall_7 | Wall | nonres_ext_wall | Main_Corridor_ZN_1_FLR_1 | 36
110 | Main_Corridor_ZN_1_FLR_1_Wall_8 | Wall | int_wall | Main_Corridor_ZN_1_FLR_1 | 36
111 | Main_Corridor_ZN_1_FLR_1_Wall_9 | Wall | int_wall | Main_Corridor_ZN_1_FLR_1 | 12
112 | Main_Corridor_ZN_1_FLR_1_Floor | Floor | ext_slab_6in_with_carpet | Main_Corridor_ZN_1_FLR_1 | 546
113 | Main_Corridor_ZN_1_FLR_1_Ceiling | Roof | nonres_roof | Main_Corridor_ZN_1_FLR_1 | 546
114 | Lobby_ZN_1_FLR_1_Wall_1 | Wall | nonres_ext_wall | Lobby_ZN_1_FLR_1 | 76
115 | Lobby_ZN_1_FLR_1_Wall_2 | Wall | int_wall | Lobby_ZN_1_FLR_1 | 36
116 | Lobby_ZN_1_FLR_1_Wall_3 | Wall | int_wall | Lobby_ZN_1_FLR_1 | 24
117 | Lobby_ZN_1_FLR_1_Wall_4 | Wall | int_wall | Lobby_ZN_1_FLR_1 | 52
118 | Lobby_ZN_1_FLR_1_Wall_5 | Wall | int_wall | Lobby_ZN_1_FLR_1 | 36
119 | Lobby_ZN_1_FLR_1_Floor | Floor | ext_slab_6in_with_carpet | Lobby_ZN_1_FLR_1 | 171
120 | Lobby_ZN_1_FLR_1_Ceiling | Roof | nonres_roof | Lobby_ZN_1_FLR_1 | 171
121 | Mech_ZN_1_FLR_1_Wall_1 | Wall | int_wall | Mech_ZN_1_FLR_1 | 24
122 | Mech_ZN_1_FLR_1_Wall_2 | Wall | int_wall | Mech_ZN_1_FLR_1 | 48
123 | Mech_ZN_1_FLR_1_Wall_3 | Wall | int_wall | Mech_ZN_1_FLR_1 | 68
124 | Mech_ZN_1_FLR_1_Wall_4 | Wall | int_wall | Mech_ZN_1_FLR_1 | 32
125 | Mech_ZN_1_FLR_1_Wall_5 | Wall | int_wall | Mech_ZN_1_FLR_1 | 20
126 | Mech_ZN_1_FLR_1_Wall_6 | Wall | int_wall | Mech_ZN_1_FLR_1 | 24
127 | Mech_ZN_1_FLR_1_Wall_7 | Wall | int_wall | Mech_ZN_1_FLR_1 | 168
128 | Mech_ZN_1_FLR_1_Floor | Floor | ext_slab_6in_with_carpet | Mech_ZN_1_FLR_1 | 252
129 | Mech_ZN_1_FLR_1_Ceiling | Roof | nonres_roof | Mech_ZN_1_FLR_1 | 252
130 | Bath_ZN_1_FLR_1_Wall_1 | Wall | int_wall | Bath_ZN_1_FLR_1 | 52
131 | Bath_ZN_1_FLR_1_Wall_2 | Wall | int_wall | Bath_ZN_1_FLR_1 | 24
132 | Bath_ZN_1_FLR_1_Wall_3 | Wall | int_wall | Bath_ZN_1_FLR_1 | 40
133 | Bath_ZN_1_FLR_1_Wall_4 | Wall | int_wall | Bath_ZN_1_FLR_1 | 76
134 | Bath_ZN_1_FLR_1_Wall_5 | Wall | nonres_ext_wall | Bath_ZN_1_FLR_1 | 40
135 | Bath_ZN_1_FLR_1_Floor | Floor | ext_slab_6in_with_carpet | Bath_ZN_1_FLR_1 | 190
136 | Bath_ZN_1_FLR_1_Ceiling | Roof | nonres_roof | Bath_ZN_1_FLR_1 | 190
137 | Offices_ZN_1_FLR_1_Wall_1 | Wall | nonres_ext_wall | Offices_ZN_1_FLR_1 | 84
138 | Offices_ZN_1_FLR_1_Wall_2 | Wall | nonres_ext_wall | Offices_ZN_1_FLR_1 | 84
139 | Offices_ZN_1_FLR_1_Wall_3 | Wall | int_wall | Offices_ZN_1_FLR_1 | 84
140 | Offices_ZN_1_FLR_1_Wall_4 | Wall | int_wall | Offices_ZN_1_FLR_1 | 48
141 | Offices_ZN_1_FLR_1_Wall_5 | Wall | int_wall | Offices_ZN_1_FLR_1 | 36
142 | Offices_ZN_1_FLR_1_Floor | Floor | ext_slab_6in_with_carpet | Offices_ZN_1_FLR_1 | 441
143 | Offices_ZN_1_FLR_1_Ceiling | Roof | nonres_roof | Offices_ZN_1_FLR_1 | 441
144 | Gym_ZN_1_FLR_1_Wall_1 | Wall | int_wall | Gym_ZN_1_FLR_1 | 84
145 | Gym_ZN_1_FLR_1_Wall_2 | Wall | nonres_ext_wall | Gym_ZN_1_FLR_1 | 68
146 | Gym_ZN_1_FLR_1_Wall_3 | Wall | int_wall | Gym_ZN_1_FLR_1 | 84
147 | Gym_ZN_1_FLR_1_Wall_4 | Wall | int_wall | Gym_ZN_1_FLR_1 | 68
148 | Gym_ZN_1_FLR_1_Floor | Floor | ext_slab_6in_with_carpet | Gym_ZN_1_FLR_1 | 357
149 | Gym_ZN_1_FLR_1_Ceiling | Roof | nonres_roof | Gym_ZN_1_FLR_1 | 357
150 | Kitchen_ZN_1_FLR_1_Wall_1 | Wall | int_wall | Kitchen_ZN_1_FLR_1 | 84
151 | Kitchen_ZN_1_FLR_1_Wall_2 | Wall | nonres_ext_wall | Kitchen_ZN_1_FLR_1 | 32
152 | Kitchen_ZN_1_FLR_1_Wall_3 | Wall | int_wall | Kitchen_ZN_1_FLR_1 | 84
153 | Kitchen_ZN_1_FLR_1_Wall_4 | Wall | int_wall | Kitchen_ZN_1_FLR_1 | 32
154 | Kitchen_ZN_1_FLR_1_Floor | Floor | ext_slab_6in_with_carpet | Kitchen_ZN_1_FLR_1 | 168
155 | Kitchen_ZN_1_FLR_1_Ceiling | Roof | nonres_roof | Kitchen_ZN_1_FLR_1 | 168
156 | Cafeteria_ZN_1_FLR_1_Wall_1 | Wall | int_wall | Cafeteria_ZN_1_FLR_1 | 84
157 | Cafeteria_ZN_1_FLR_1_Wall_2 | Wall | nonres_ext_wall | Cafeteria_ZN_1_FLR_1 | 60
158 | Cafeteria_ZN_1_FLR_1_Wall_3 | Wall | nonres_ext_wall | Cafeteria_ZN_1_FLR_1 | 84
159 | Cafeteria_ZN_1_FLR_1_Wall_4 | Wall | int_wall | Cafeteria_ZN_1_FLR_1 | 40
160 | Cafeteria_ZN_1_FLR_1_Wall_5 | Wall | int_wall | Cafeteria_ZN_1_FLR_1 | 20
161 | Cafeteria_ZN_1_FLR_1_Floor | Floor | ext_slab_6in_with_carpet | Cafeteria_ZN_1_FLR_1 | 315
162 | Cafeteria_ZN_1_FLR_1_Ceiling | Roof | nonres_roof | Cafeteria_ZN_1_FLR_1 | 315
163 | Library_Media_Center_ZN_1_FLR_1_Wall_1 | Wall | int_wall | Library_Media_Center_ZN_1_FLR_1 | 76
164 | Library_Media_Center_ZN_1_FLR_1_Wall_2 | Wall | nonres_ext_wall | Library_Media_Center_ZN_1_FLR_1 | 84
165 | Library_Media_Center_ZN_1_FLR_1_Wall_3 | Wall | nonres_ext_wall | Library_Media_Center_ZN_1_FLR_1 | 76
166 | Library_Media_Center_ZN_1_FLR_1_Wall_4 | Wall | int_wall | Library_Media_Center_ZN_1_FLR_1 | 36
167 | Library_Media_Center_ZN_1_FLR_1_Wall_5 | Wall | int_wall | Library_Media_Center_ZN_1_FLR_1 | 12
168 | Library_Media_Center_ZN_1_FLR_1_Wall_6 | Wall | int_wall | Library_Media_Center_ZN_1_FLR_1 | 36
169 | Library_Media_Center_ZN_1_FLR_1_Floor | Floor | ext_slab_6in_with_carpet | Library_Media_Center_ZN_1_FLR_1 | 399
170 | Library_Media_Center_ZN_1_FLR_1_Ceiling | Roof | nonres_roof | Library_Media_Center_ZN_1_FLR_1 | 399

## fenestrationsdetailed
| Name | Surface Type | material | Building Surface Name | Outside Boundary Condition Object | View Factor to Ground | Shading Control Name | Frame and Divider Name | Multiplier | Number of Vertices | Vertex 1 X-coordinate | Vertex 1 Y-coordinate | Vertex 1 Z-coordinate | Vertex 2 X-coordinate | Vertex 2 Y-coordinate | Vertex 2 Z-coordinate | Vertex 3 X-coordinate | Vertex 3 Y-coordinate | Vertex 3 Z-coordinate | Vertex 4 X-coordinate | Vertex 4 Y-coordinate | Vertex 4 Z-coordinate | Fenestration Surface Area | EEC | ECC | EE | EC
0 | Corner_Class_1_Pod_1_ZN_1_FLR_1_Wall_4_window_1 | Window | Window_U_0.40_SHGC_0.38 | Corner_Class_1_Pod_1_ZN_1_FLR_1_Wall_4 |  | AutoCalculate |  |  | 1 | 4 | 0 | 8.95 | 2.5157 | 0 | 8.95 | 1.1 | 0 | 0.05 | 1.1 | 0 | 0.05 | 2.5157 | 6.2999 | 3798.6 | 193.8 | 23930.9207 | 1220.9268
1 | Corridor_Pod_1_ZN_1_FLR_1_Wall_6_window_1 | Window | Window_U_0.40_SHGC_0.38 | Corridor_Pod_1_ZN_1_FLR_1_Wall_6 |  | AutoCalculate |  |  | 1 | 4 | 0 | 2.95 | 2.5483 | 0 | 2.95 | 1.1 | 0 | 0.05 | 1.1 | 0 | 0.05 | 2.5483 | 2.1 | 3798.6 | 193.8 | 7977.0002 | 406.9769
2 | Corner_Class_2_Pod_1_ZN_1_FLR_1_Wall_4_window_1 | Window | Window_U_0.40_SHGC_0.38 | Corner_Class_2_Pod_1_ZN_1_FLR_1_Wall_4 |  | AutoCalculate |  |  | 1 | 4 | 0 | 8.95 | 2.5157 | 0 | 8.95 | 1.1 | 0 | 0.05 | 1.1 | 0 | 0.05 | 2.5157 | 6.2999 | 3798.6 | 193.8 | 23930.9207 | 1220.9268
3 | Corner_Class_1_Pod_2_ZN_1_FLR_1_Wall_4_window_1 | Window | Window_U_0.40_SHGC_0.38 | Corner_Class_1_Pod_2_ZN_1_FLR_1_Wall_4 |  | AutoCalculate |  |  | 1 | 4 | 0 | 8.95 | 2.5157 | 0 | 8.95 | 1.1 | 0 | 0.05 | 1.1 | 0 | 0.05 | 2.5157 | 6.2999 | 3798.6 | 193.8 | 23930.9207 | 1220.9268
4 | Corridor_Pod_2_ZN_1_FLR_1_Wall_6_window_1 | Window | Window_U_0.40_SHGC_0.38 | Corridor_Pod_2_ZN_1_FLR_1_Wall_6 |  | AutoCalculate |  |  | 1 | 4 | 0 | 2.95 | 2.5483 | 0 | 2.95 | 1.1 | 0 | 0.05 | 1.1 | 0 | 0.05 | 2.5483 | 2.1 | 3798.6 | 193.8 | 7977.0002 | 406.9769
5 | Corner_Class_2_Pod_2_ZN_1_FLR_1_Wall_4_window_1 | Window | Window_U_0.40_SHGC_0.38 | Corner_Class_2_Pod_2_ZN_1_FLR_1_Wall_4 |  | AutoCalculate |  |  | 1 | 4 | 0 | 8.95 | 2.5157 | 0 | 8.95 | 1.1 | 0 | 0.05 | 1.1 | 0 | 0.05 | 2.5157 | 6.2999 | 3798.6 | 193.8 | 23930.9207 | 1220.9268
6 | Corner_Class_1_Pod_3_ZN_1_FLR_1_Wall_4_window_1 | Window | Window_U_0.40_SHGC_0.38 | Corner_Class_1_Pod_3_ZN_1_FLR_1_Wall_4 |  | AutoCalculate |  |  | 1 | 4 | 0 | 8.95 | 2.5157 | 0 | 8.95 | 1.1 | 0 | 0.05 | 1.1 | 0 | 0.05 | 2.5157 | 6.2999 | 3798.6 | 193.8 | 23930.9207 | 1220.9268
7 | Corridor_Pod_3_ZN_1_FLR_1_Wall_7_window_1 | Window | Window_U_0.40_SHGC_0.38 | Corridor_Pod_3_ZN_1_FLR_1_Wall_7 |  | AutoCalculate |  |  | 1 | 4 | 0 | 2.95 | 2.5483 | 0 | 2.95 | 1.1 | 0 | 0.05 | 1.1 | 0 | 0.05 | 2.5483 | 2.1 | 3798.6 | 193.8 | 7977.0002 | 406.9769
8 | Corner_Class_2_Pod_3_ZN_1_FLR_1_Wall_3_Window1 | Window | Window_U_0.40_SHGC_0.38 | Corner_Class_2_Pod_3_ZN_1_FLR_1_Wall_3 |  | AutoCalculate |  |  | 1 | 4 | 10.95 | 9 | 2.5128 | 10.95 | 9 | 0.92207 | 9.7308 | 9 | 0.92207 | 9.7308 | 9 | 2.5128 | 0.96973 | 3798.6 | 193.8 | 3683.6339 | 187.9346
9 | Corner_Class_2_Pod_3_ZN_1_FLR_1_Wall_4_window_1 | Window | Window_U_0.40_SHGC_0.38 | Corner_Class_2_Pod_3_ZN_1_FLR_1_Wall_4 |  | AutoCalculate |  |  | 1 | 4 | 0 | 8.95 | 2.5157 | 0 | 8.95 | 1.1 | 0 | 0.05 | 1.1 | 0 | 0.05 | 2.5157 | 6.2999 | 3798.6 | 193.8 | 23930.9207 | 1220.9268
10 | Bath_ZN_1_FLR_1_Wall_5_window_1 | Window | Window_U_0.40_SHGC_0.38 | Bath_ZN_1_FLR_1_Wall_5 |  | AutoCalculate |  |  | 1 | 4 | 0 | 9.95 | 2.5141 | 0 | 9.95 | 1.1 | 0 | 0.05 | 1.1 | 0 | 0.05 | 2.5141 | 7 | 3798.6 | 193.8 | 26590.1734 | 1356.5986
11 | Offices_ZN_1_FLR_1_Wall_2_window_1 | Window | Window_U_0.40_SHGC_0.38 | Offices_ZN_1_FLR_1_Wall_2 |  | AutoCalculate |  |  | 1 | 4 | 21 | 0.05 | 2.5067 | 21 | 0.05 | 1.1 | 21 | 20.95 | 1.1 | 21 | 20.95 | 2.5067 | 14.6999 | 3798.6 | 193.8 | 55838.8815 | 2848.8325
12 | Kitchen_ZN_1_FLR_1_Wall_2_window_1 | Window | Window_U_0.40_SHGC_0.38 | Kitchen_ZN_1_FLR_1_Wall_2 |  | AutoCalculate |  |  | 1 | 4 | 21 | 0.05 | 2.5177 | 21 | 0.05 | 1.1 | 21 | 7.95 | 1.1 | 21 | 7.95 | 2.5177 | 5.6 | 3798.6 | 193.8 | 21271.9872 | 1085.2712
13 | Cafeteria_ZN_1_FLR_1_Wall_3_window_1 | Window | Window_U_0.40_SHGC_0.38 | Cafeteria_ZN_1_FLR_1_Wall_3 |  | AutoCalculate |  |  | 1 | 4 | 20.95 | 15 | 2.5067 | 20.95 | 15 | 1.1 | 0.05 | 15 | 1.1 | 0.05 | 15 | 2.5067 | 14.6999 | 3798.6 | 193.8 | 55838.8815 | 2848.8325
14 | Library_Media_Center_ZN_1_FLR_1_Wall_3_window_1 | Window | Window_U_0.40_SHGC_0.38 | Library_Media_Center_ZN_1_FLR_1_Wall_3 |  | AutoCalculate |  |  | 1 | 4 | 18.95 | 21 | 2.5074 | 18.95 | 21 | 1.1 | 0.05 | 21 | 1.1 | 0.05 | 21 | 2.5074 | 13.3001 | 3798.6 | 193.8 | 50521.832 | 2577.5631
15 | Computer_Class_ZN_1_FLR_1_Wall_3_Window1 | Window | Window_U_0.40_SHGC_0.38 | Computer_Class_ZN_1_FLR_1_Wall_3 |  | AutoCalculate |  |  | 1 | 4 | 17.95 | 9 | 2.5078 | 17.95 | 9 | 0.9971 | 16.7308 | 9 | 0.9971 | 16.7308 | 9 | 2.5078 | 0.92092 | 3798.6 | 193.8 | 3498.218 | 178.4749
16 | Computer_Class_ZN_1_FLR_1_Wall_3_Window2 | Window | Window_U_0.40_SHGC_0.38 | Computer_Class_ZN_1_FLR_1_Wall_3 |  | AutoCalculate |  |  | 1 | 4 | 15.5116 | 9 | 2.5078 | 15.5116 | 9 | 0.9971 | 0.05 | 9 | 0.9971 | 0.05 | 9 | 2.5078 | 11.6789 | 3798.6 | 193.8 | 44363.5556 | 2263.3752
17 | Mult_Class_2_Pod_3_ZN_1_FLR_1_Wall_3_Window1 | Window | Window_U_0.40_SHGC_0.38 | Mult_Class_2_Pod_3_ZN_1_FLR_1_Wall_3 |  | AutoCalculate |  |  | 1 | 4 | 34.95 | 9 | 2.504 | 34.95 | 9 | 0.99454 | 24.1293 | 9 | 0.99454 | 24.1293 | 9 | 2.504 | 8.1668 | 3798.6 | 193.8 | 31022.4512 | 1582.7281
18 | Mult_Class_2_Pod_3_ZN_1_FLR_1_Wall_3_Window2 | Window | Window_U_0.40_SHGC_0.38 | Mult_Class_2_Pod_3_ZN_1_FLR_1_Wall_3 |  | AutoCalculate |  |  | 1 | 4 | 22.9101 | 9 | 2.504 | 22.9101 | 9 | 0.99454 | 12.0895 | 9 | 0.99454 | 12.0895 | 9 | 2.504 | 8.1668 | 3798.6 | 193.8 | 31022.4512 | 1582.7281
19 | Mult_Class_2_Pod_3_ZN_1_FLR_1_Wall_3_Window3 | Window | Window_U_0.40_SHGC_0.38 | Mult_Class_2_Pod_3_ZN_1_FLR_1_Wall_3 |  | AutoCalculate |  |  | 1 | 4 | 10.8703 | 9 | 2.504 | 10.8703 | 9 | 0.99454 | 0.05 | 9 | 0.99454 | 0.05 | 9 | 2.504 | 8.1665 | 3798.6 | 193.8 | 31021.4134 | 1582.6752
20 | Corner_Class_2_Pod_3_ZN_1_FLR_1_Wall_3_window2 | Window | Window_U_0.40_SHGC_0.38 | Corner_Class_2_Pod_3_ZN_1_FLR_1_Wall_3 |  | AutoCalculate |  |  | 1 | 4 | 8.4779 | 9 | 2.5128 | 8.4779 | 9 | 0.92207 | 0.05 | 9 | 0.92207 | 0.05 | 9 | 2.5128 | 6.7035 | 3798.6 | 193.8 | 25463.7785 | 1299.1313
21 | Corner_Class_1_Pod_3_ZN_1_FLR_1_Wall_1_Window1 | Window | Window_U_0.40_SHGC_0.38 | Corner_Class_1_Pod_3_ZN_1_FLR_1_Wall_1 |  | AutoCalculate |  |  | 1 | 4 | 0.05 | 0 | 2.5128 | 0.05 | 0 | 0.92205 | 1.2692 | 0 | 0.92205 | 1.2692 | 0 | 2.5128 | 0.96975 | 3798.6 | 193.8 | 3683.6927 | 187.9376
22 | Corner_Class_1_Pod_3_ZN_1_FLR_1_Wall_1_Window2 | Window | Window_U_0.40_SHGC_0.38 | Corner_Class_1_Pod_3_ZN_1_FLR_1_Wall_1 |  | AutoCalculate |  |  | 1 | 4 | 2.4884 | 0 | 2.5128 | 2.4884 | 0 | 0.92205 | 10.95 | 0 | 0.92205 | 10.95 | 0 | 2.5128 | 6.7303 | 3798.6 | 193.8 | 25565.8909 | 1304.341
23 | Mult_Class_1_Pod_3_ZN_1_FLR_1_Wall_1_Window1 | Window | Window_U_0.40_SHGC_0.38 | Mult_Class_1_Pod_3_ZN_1_FLR_1_Wall_1 |  | AutoCalculate |  |  | 1 | 4 | 0.05 | 0 | 2.5027 | 0.047795 | 0 | 1.0323 | 16.8706 | 0 | 1.0323 | 16.8706 | 0 | 2.5027 | 12.3681 | 3798.6 | 193.8 | 46981.4047 | 2396.9347
24 | Mult_Class_1_Pod_3_ZN_1_FLR_1_Wall_1_Window2 | Window | Window_U_0.40_SHGC_0.38 | Mult_Class_1_Pod_3_ZN_1_FLR_1_Wall_1 |  | AutoCalculate |  |  | 1 | 4 | 18.0898 | 0 | 2.5027 | 18.0898 | 0 | 1.0323 | 34.9105 | 0 | 1.0323 | 34.9105 | 0 | 2.5027 | 12.3665 | 3798.6 | 193.8 | 46975.246 | 2396.6205
25 | Mult_Class_1_Pod_3_ZN_1_FLR_1_Wall_1_Window3 | Window | Window_U_0.40_SHGC_0.38 | Mult_Class_1_Pod_3_ZN_1_FLR_1_Wall_1 |  | AutoCalculate |  |  | 1 | 4 | 36.1297 | 0 | 2.5027 | 36.1297 | 0 | 1.0323 | 52.9478 | 0 | 1.0323 | 52.95 | 0 | 2.5027 | 12.3646 | 3798.6 | 193.8 | 46968.1769 | 2396.2599
26 | Mult_Class_2_Pod_2_ZN_1_FLR_1_Wall_3_Window1 | Window | Window_U_0.40_SHGC_0.38 | Mult_Class_2_Pod_2_ZN_1_FLR_1_Wall_3 |  | AutoCalculate |  |  | 1 | 4 | 52.95 | 9 | 2.5027 | 52.95 | 9 | 1.0322 | 36.1294 | 9 | 1.0322 | 36.1294 | 9 | 2.5027 | 12.3668 | 3798.6 | 193.8 | 46976.3926 | 2396.679
27 | Mult_Class_2_Pod_2_ZN_1_FLR_1_Wall_3_Window2 | Window | Window_U_0.40_SHGC_0.38 | Mult_Class_2_Pod_2_ZN_1_FLR_1_Wall_3 |  | AutoCalculate |  |  | 1 | 4 | 34.9102 | 9 | 2.5027 | 34.9102 | 9 | 1.0322 | 18.0895 | 9 | 1.0322 | 18.0895 | 9 | 2.5027 | 12.3668 | 3798.6 | 193.8 | 46976.3926 | 2396.679
28 | Mult_Class_2_Pod_2_ZN_1_FLR_1_Wall_3_Window3 | Window | Window_U_0.40_SHGC_0.38 | Mult_Class_2_Pod_2_ZN_1_FLR_1_Wall_3 |  | AutoCalculate |  |  | 1 | 4 | 16.8703 | 9 | 2.5027 | 16.8703 | 9 | 1.0322 | 0.05 | 9 | 1.0322 | 0.05 | 9 | 2.5027 | 12.3665 | 3798.6 | 193.8 | 46975.4822 | 2396.6326
29 | Corner_Class_2_Pod_2_ZN_1_FLR_1_Wall_3_Window1 | Window | Window_U_0.40_SHGC_0.38 | Corner_Class_2_Pod_2_ZN_1_FLR_1_Wall_3 |  | AutoCalculate |  |  | 1 | 4 | 10.95 | 9 | 2.5128 | 10.95 | 9 | 0.92205 | 9.7308 | 9 | 0.92205 | 9.7308 | 9 | 2.5128 | 0.96975 | 3798.6 | 193.8 | 3683.6927 | 187.9376
30 | Corner_Class_2_Pod_2_ZN_1_FLR_1_Wall_3_Window2 | Window | Window_U_0.40_SHGC_0.38 | Corner_Class_2_Pod_2_ZN_1_FLR_1_Wall_3 |  | AutoCalculate |  |  | 1 | 4 | 8.5116 | 9 | 2.5128 | 8.5116 | 9 | 0.92205 | 0.05 | 9 | 0.92205 | 0.05 | 9 | 2.5128 | 6.7303 | 3798.6 | 193.8 | 25565.8909 | 1304.341
31 | Corner_Class_1_Pod_2_ZN_1_FLR_1_Wall_1_Window1 | Window | Window_U_0.40_SHGC_0.38 | Corner_Class_1_Pod_2_ZN_1_FLR_1_Wall_1 |  | AutoCalculate |  |  | 1 | 4 | 0.05 | 0 | 2.5128 | 0.05 | 0 | 0.92205 | 1.2692 | 0 | 0.92205 | 1.2692 | 0 | 2.5128 | 0.96975 | 3798.6 | 193.8 | 3683.6927 | 187.9376
32 | Corner_Class_1_Pod_2_ZN_1_FLR_1_Wall_1_Window2 | Window | Window_U_0.40_SHGC_0.38 | Corner_Class_1_Pod_2_ZN_1_FLR_1_Wall_1 |  | AutoCalculate |  |  | 1 | 4 | 2.4884 | 0 | 2.5128 | 2.4884 | 0 | 0.92205 | 10.95 | 0 | 0.92205 | 10.95 | 0 | 2.5128 | 6.7303 | 3798.6 | 193.8 | 25565.8909 | 1304.341
33 | Mult_Class_1_Pod_2_ZN_1_FLR_1_Wall_1_Window1 | Window | Window_U_0.40_SHGC_0.38 | Mult_Class_1_Pod_2_ZN_1_FLR_1_Wall_1 |  | AutoCalculate |  |  | 1 | 4 | 0.05 | 0 | 2.5027 | 0.05 | 0 | 1.0322 | 16.8706 | 0 | 1.0322 | 16.8706 | 0 | 2.5027 | 12.3668 | 3798.6 | 193.8 | 46976.3926 | 2396.679
34 | Mult_Class_1_Pod_2_ZN_1_FLR_1_Wall_1_Window2 | Window | Window_U_0.40_SHGC_0.38 | Mult_Class_1_Pod_2_ZN_1_FLR_1_Wall_1 |  | AutoCalculate |  |  | 1 | 4 | 18.0898 | 0 | 2.5027 | 18.0898 | 0 | 1.0322 | 34.9105 | 0 | 1.0322 | 34.9105 | 0 | 2.5027 | 12.3668 | 3798.6 | 193.8 | 46976.3926 | 2396.679
35 | Mult_Class_1_Pod_2_ZN_1_FLR_1_Wall_1_Window3 | Window | Window_U_0.40_SHGC_0.38 | Mult_Class_1_Pod_2_ZN_1_FLR_1_Wall_1 |  | AutoCalculate |  |  | 1 | 4 | 36.1297 | 0 | 2.5027 | 36.1297 | 0 | 1.0322 | 52.95 | 0 | 1.0322 | 52.95 | 0 | 2.5027 | 12.3665 | 3798.6 | 193.8 | 46975.4822 | 2396.6326
36 | Main_Corridor_ZN_1_FLR_1_Wall_7_Window1 | Window | Window_U_0.40_SHGC_0.38 | Main_Corridor_ZN_1_FLR_1_Wall_7 |  | AutoCalculate |  |  | 1 | 4 | 0 | 20.95 | 2.5157 | 0 | 20.95 | 0.87529 | 0 | 19.7308 | 0.87529 | 0 | 19.7308 | 2.5157 | 1 | 3798.6 | 193.8 | 3798.6205 | 193.801
37 | Main_Corridor_ZN_1_FLR_1_Wall_7_Window2 | Window | Window_U_0.40_SHGC_0.38 | Main_Corridor_ZN_1_FLR_1_Wall_7 |  | AutoCalculate |  |  | 1 | 4 | 0 | 18.5116 | 2.5157 | 0 | 18.5116 | 0.87529 | 0 | 12.05 | 0.87529 | 0 | 12.05 | 2.5157 | 5.2999 | 3798.6 | 193.8 | 20132.1901 | 1027.1201
38 | Mult_Class_2_Pod_1_ZN_1_FLR_1_Wall_3_Window1 | Window | Window_U_0.40_SHGC_0.38 | Mult_Class_2_Pod_1_ZN_1_FLR_1_Wall_3 |  | AutoCalculate |  |  | 1 | 4 | 52.95 | 9 | 2.5027 | 52.95 | 9 | 1.0322 | 36.1294 | 9 | 1.0322 | 36.1294 | 9 | 2.5027 | 12.3668 | 3798.6 | 193.8 | 46976.3926 | 2396.679
39 | Mult_Class_2_Pod_1_ZN_1_FLR_1_Wall_3_Window2 | Window | Window_U_0.40_SHGC_0.38 | Mult_Class_2_Pod_1_ZN_1_FLR_1_Wall_3 |  | AutoCalculate |  |  | 1 | 4 | 34.9102 | 9 | 2.5027 | 34.9102 | 9 | 1.0322 | 18.0895 | 9 | 1.0322 | 18.0895 | 9 | 2.5027 | 12.3668 | 3798.6 | 193.8 | 46976.3926 | 2396.679
40 | Mult_Class_2_Pod_1_ZN_1_FLR_1_Wall_3_Window3 | Window | Window_U_0.40_SHGC_0.38 | Mult_Class_2_Pod_1_ZN_1_FLR_1_Wall_3 |  | AutoCalculate |  |  | 1 | 4 | 16.8703 | 9 | 2.5027 | 16.8703 | 9 | 1.0322 | 0.05 | 9 | 1.0322 | 0.05 | 9 | 2.5027 | 12.3665 | 3798.6 | 193.8 | 46975.4822 | 2396.6326
41 | Corner_Class_2_Pod_1_ZN_1_FLR_1_Wall_3_Window1 | Window | Window_U_0.40_SHGC_0.38 | Corner_Class_2_Pod_1_ZN_1_FLR_1_Wall_3 |  | AutoCalculate |  |  | 1 | 4 | 10.95 | 9 | 2.5128 | 10.95 | 9 | 0.92205 | 9.7308 | 9 | 0.92205 | 9.7308 | 9 | 2.5128 | 0.96975 | 3798.6 | 193.8 | 3683.6927 | 187.9376
42 | Corner_Class_2_Pod_1_ZN_1_FLR_1_Wall_3_Window2 | Window | Window_U_0.40_SHGC_0.38 | Corner_Class_2_Pod_1_ZN_1_FLR_1_Wall_3 |  | AutoCalculate |  |  | 1 | 4 | 8.5116 | 9 | 2.5128 | 8.5116 | 9 | 0.92205 | 0.05 | 9 | 0.92205 | 0.05 | 9 | 2.5128 | 6.7303 | 3798.6 | 193.8 | 25565.8909 | 1304.341
43 | Corner_Class_1_Pod_1_ZN_1_FLR_1_Wall_1_Window1 | Window | Window_U_0.40_SHGC_0.38 | Corner_Class_1_Pod_1_ZN_1_FLR_1_Wall_1 |  | AutoCalculate |  |  | 1 | 4 | 0.05 | 0 | 2.5128 | 0.05 | 0 | 0.92205 | 1.2692 | 0 | 0.92205 | 1.2692 | 0 | 2.5128 | 0.96975 | 3798.6 | 193.8 | 3683.6927 | 187.9376
44 | Corner_Class_1_Pod_1_ZN_1_FLR_1_Wall_1_Window2 | Window | Window_U_0.40_SHGC_0.38 | Corner_Class_1_Pod_1_ZN_1_FLR_1_Wall_1 |  | AutoCalculate |  |  | 1 | 4 | 2.4884 | 0 | 2.5128 | 2.4884 | 0 | 0.92205 | 10.95 | 0 | 0.92205 | 10.95 | 0 | 2.5128 | 6.7303 | 3798.6 | 193.8 | 25565.8909 | 1304.341
45 | Mult_Class_1_Pod_1_ZN_1_FLR_1_Wall_1_Window1 | Window | Window_U_0.40_SHGC_0.38 | Mult_Class_1_Pod_1_ZN_1_FLR_1_Wall_1 |  | AutoCalculate |  |  | 1 | 4 | 0.05 | 0 | 2.5027 | 0.05 | 0 | 1.0322 | 16.8706 | 0 | 1.0322 | 16.8706 | 0 | 2.5027 | 12.3668 | 3798.6 | 193.8 | 46976.3926 | 2396.679
46 | Mult_Class_1_Pod_1_ZN_1_FLR_1_Wall_1_Window2 | Window | Window_U_0.40_SHGC_0.38 | Mult_Class_1_Pod_1_ZN_1_FLR_1_Wall_1 |  | AutoCalculate |  |  | 1 | 4 | 18.0898 | 0 | 2.5027 | 18.0898 | 0 | 1.0322 | 34.9105 | 0 | 1.0322 | 34.9105 | 0 | 2.5027 | 12.3668 | 3798.6 | 193.8 | 46976.3926 | 2396.679
47 | Mult_Class_1_Pod_1_ZN_1_FLR_1_Wall_1_Window3 | Window | Window_U_0.40_SHGC_0.38 | Mult_Class_1_Pod_1_ZN_1_FLR_1_Wall_1 |  | AutoCalculate |  |  | 1 | 4 | 36.1297 | 0 | 2.5027 | 36.1297 | 0 | 1.0322 | 52.95 | 0 | 1.0322 | 52.95 | 0 | 2.5027 | 12.3665 | 3798.6 | 193.8 | 46975.4822 | 2396.6326
48 | Lobby_ZN_1_FLR_1_Wall_1_Window1 | Window | Window_U_0.40_SHGC_0.38 | Lobby_ZN_1_FLR_1_Wall_1 |  | AutoCalculate |  |  | 1 | 4 | 0.05 | 0 | 2.5074 | 0.05 | 0 | 1.0029 | 1.2692 | 0 | 1.0029 | 1.2692 | 0 | 2.5074 | 0.91713 | 3798.6 | 193.8 | 3483.7986 | 177.7392
49 | Lobby_ZN_1_FLR_1_Wall_1_Window2 | Window | Window_U_0.40_SHGC_0.38 | Lobby_ZN_1_FLR_1_Wall_1 |  | AutoCalculate |  |  | 1 | 4 | 2.4884 | 0 | 2.5074 | 2.4884 | 0 | 1.0029 | 18.95 | 0 | 1.0029 | 18.95 | 0 | 2.5074 | 12.383 | 3798.6 | 193.8 | 47038.1385 | 2399.8292
50 | Offices_ZN_1_FLR_1_Wall_1_Window1 | Window | Window_U_0.40_SHGC_0.38 | Offices_ZN_1_FLR_1_Wall_1 |  | AutoCalculate |  |  | 1 | 4 | 0.05 | 0 | 2.5067 | 0.05 | 0 | 1.0129 | 1.2692 | 0 | 1.0129 | 1.2692 | 0 | 2.5067 | 0.91064 | 3798.6 | 193.8 | 3459.158 | 176.4821
51 | Offices_ZN_1_FLR_1_Wall_1_Window2 | Window | Window_U_0.40_SHGC_0.38 | Offices_ZN_1_FLR_1_Wall_1 |  | AutoCalculate |  |  | 1 | 4 | 2.4884 | 0 | 2.5067 | 2.4884 | 0 | 1.0129 | 20.95 | 0 | 1.0129 | 20.95 | 0 | 2.5067 | 13.7893 | 3798.6 | 193.8 | 52379.9139 | 2672.3602
52 | Gym_ZN_1_FLR_1_Wall_2_Window1 | Window | Window_U_0.40_SHGC_0.38 | Gym_ZN_1_FLR_1_Wall_2 |  | AutoCalculate |  |  | 1 | 4 | 21 | 0.05 | 2.5083 | 21 | 0.045544 | 0.99059 | 21 | 1.2692 | 0.99059 | 21 | 1.2692 | 2.5083 | 0.92857 | 3798.6 | 193.8 | 3527.2808 | 179.9576
53 | Gym_ZN_1_FLR_1_Wall_2_Window2 | Window | Window_U_0.40_SHGC_0.38 | Gym_ZN_1_FLR_1_Wall_2 |  | AutoCalculate |  |  | 1 | 4 | 21 | 2.4884 | 2.5083 | 21 | 2.4884 | 0.99059 | 21 | 16.9455 | 0.99059 | 21 | 16.95 | 2.5083 | 10.9708 | 3798.6 | 193.8 | 41673.795 | 2126.1469
54 | Cafeteria_ZN_1_FLR_1_Wall_2_Window1 | Window | Window_U_0.40_SHGC_0.38 | Cafeteria_ZN_1_FLR_1_Wall_2 |  | AutoCalculate |  |  | 1 | 4 | 21 | 0.05 | 2.5094 | 21 | 0.05 | 0.9744 | 21 | 1.2692 | 0.9744 | 21 | 1.2692 | 2.5094 | 0.93573 | 3798.6 | 193.8 | 3554.4474 | 181.3436
55 | Cafeteria_ZN_1_FLR_1_Wall_2_Window2 | Window | Window_U_0.40_SHGC_0.38 | Cafeteria_ZN_1_FLR_1_Wall_2 |  | AutoCalculate |  |  | 1 | 4 | 21 | 2.4884 | 2.5094 | 21 | 2.4884 | 0.9744 | 21 | 14.95 | 0.9744 | 21 | 14.95 | 2.5094 | 9.5642 | 3798.6 | 193.8 | 36330.464 | 1853.5365
56 | Library_Media_Center_ZN_1_FLR_1_Wall_2_Window1 | Window | Window_U_0.40_SHGC_0.38 | Library_Media_Center_ZN_1_FLR_1_Wall_2 |  | AutoCalculate |  |  | 1 | 4 | 19 | 0.05 | 2.5067 | 19 | 0.05 | 1.0131 | 19 | 1.2692 | 1.0131 | 19 | 1.2692 | 2.5067 | 0.9105 | 3798.6 | 193.8 | 3458.6286 | 176.4551
57 | Library_Media_Center_ZN_1_FLR_1_Wall_2_Window2 | Window | Window_U_0.40_SHGC_0.38 | Library_Media_Center_ZN_1_FLR_1_Wall_2 |  | AutoCalculate |  |  | 1 | 4 | 19 | 2.4884 | 2.5067 | 19 | 2.4884 | 1.0131 | 19 | 20.95 | 1.0131 | 19 | 20.95 | 2.5067 | 13.7872 | 3798.6 | 193.8 | 52371.8982 | 2671.9512
58 | Gym_ZN_1_FLR_1_Ceiling_skylight_1 | Window | Window_U_0.50_SHGC_0.40 | Gym_ZN_1_FLR_1_Ceiling |  | AutoCalculate |  | Skylight_Frame | 1 | 4 | 2.8904 | 2.2237 | 4 | 4.1096 | 2.2237 | 4 | 4.1096 | 3.4429 | 4 | 2.8904 | 3.4429 | 4 | 0.74322 | 3798.6 | 193.8 | 2823.2119 | 144.0369
59 | Gym_ZN_1_FLR_1_Ceiling_skylight_2 | Window | Window_U_0.50_SHGC_0.40 | Gym_ZN_1_FLR_1_Ceiling |  | AutoCalculate |  | Skylight_Frame | 1 | 4 | 9.8904 | 2.2237 | 4 | 11.1096 | 2.2237 | 4 | 11.1096 | 3.4429 | 4 | 9.8904 | 3.4429 | 4 | 0.74322 | 3798.6 | 193.8 | 2823.2119 | 144.0369
60 | Gym_ZN_1_FLR_1_Ceiling_skylight_3 | Window | Window_U_0.50_SHGC_0.40 | Gym_ZN_1_FLR_1_Ceiling |  | AutoCalculate |  | Skylight_Frame | 1 | 4 | 16.8904 | 2.2237 | 4 | 18.1096 | 2.2237 | 4 | 18.1096 | 3.4429 | 4 | 16.8904 | 3.4429 | 4 | 0.74322 | 3798.6 | 193.8 | 2823.2119 | 144.0369
61 | Gym_ZN_1_FLR_1_Ceiling_skylight_4 | Window | Window_U_0.50_SHGC_0.40 | Gym_ZN_1_FLR_1_Ceiling |  | AutoCalculate |  | Skylight_Frame | 1 | 4 | 2.8904 | 7.8904 | 4 | 4.1096 | 7.8904 | 4 | 4.1096 | 9.1096 | 4 | 2.8904 | 9.1096 | 4 | 0.74322 | 3798.6 | 193.8 | 2823.2119 | 144.0369
62 | Gym_ZN_1_FLR_1_Ceiling_skylight_5 | Window | Window_U_0.50_SHGC_0.40 | Gym_ZN_1_FLR_1_Ceiling |  | AutoCalculate |  | Skylight_Frame | 1 | 4 | 9.8904 | 7.8904 | 4 | 11.1096 | 7.8904 | 4 | 11.1096 | 9.1096 | 4 | 9.8904 | 9.1096 | 4 | 0.74322 | 3798.6 | 193.8 | 2823.2119 | 144.0369
63 | Gym_ZN_1_FLR_1_Ceiling_skylight_6 | Window | Window_U_0.50_SHGC_0.40 | Gym_ZN_1_FLR_1_Ceiling |  | AutoCalculate |  | Skylight_Frame | 1 | 4 | 16.8904 | 7.8904 | 4 | 18.1096 | 7.8904 | 4 | 18.1096 | 9.1096 | 4 | 16.8904 | 9.1096 | 4 | 0.74322 | 3798.6 | 193.8 | 2823.2119 | 144.0369
64 | Gym_ZN_1_FLR_1_Ceiling_skylight_7 | Window | Window_U_0.50_SHGC_0.40 | Gym_ZN_1_FLR_1_Ceiling |  | AutoCalculate |  | Skylight_Frame | 1 | 4 | 2.8904 | 13.5571 | 4 | 4.1096 | 13.5571 | 4 | 4.1096 | 14.7763 | 4 | 2.8904 | 14.7763 | 4 | 0.74322 | 3798.6 | 193.8 | 2823.2119 | 144.0369
65 | Gym_ZN_1_FLR_1_Ceiling_skylight_8 | Window | Window_U_0.50_SHGC_0.40 | Gym_ZN_1_FLR_1_Ceiling |  | AutoCalculate |  | Skylight_Frame | 1 | 4 | 9.8904 | 13.5571 | 4 | 11.1096 | 13.5571 | 4 | 11.1096 | 14.7763 | 4 | 9.8904 | 14.7763 | 4 | 0.74322 | 3798.6 | 193.8 | 2823.2119 | 144.0369
66 | Gym_ZN_1_FLR_1_Ceiling_skylight_9 | Window | Window_U_0.50_SHGC_0.40 | Gym_ZN_1_FLR_1_Ceiling |  | AutoCalculate |  | Skylight_Frame | 1 | 4 | 16.8904 | 13.5571 | 4 | 18.1096 | 13.5571 | 4 | 18.1096 | 14.7763 | 4 | 16.8904 | 14.7763 | 4 | 0.74322 | 3798.6 | 193.8 | 2823.2119 | 144.0369